## WA
WA | NAME OF DAM | NAME OF RESERVOIR | YEAR | SPECIAL | RIVER | CITY | STATE | DAM | DAM | SEAL | FDT | HEIGHT | LENGTH | DAM VOL | RESERVOIR | SURF | PURPOSE | PURPOSE | PURPOSE | PURPOSE | CATCH | SPILLWAY | TYPE | OWNER | ENGINEER | CONSTRUCTOR | SPECIAL FOOTNOTES 1 | POWER STATION | CAPACITY | AVERAGE | IRRIG'N | FLOOD | PEOPLE
[15 empty] | VOLUME | AREA |  |  |  |  | MENT | CAPACITY | [5 empty] | NAME |  | OUTPUT | AREA | STORAGE | MOVED
WESTERN AUSTRALIA |  |  |  | FEATURES |  |  |  | TYPE | TYPE | ELEMENT |  |  |  | 103m3 | 103m3 | 103m2 |  |  |  |  | km2 | m3/s | [6 empty] | MW | GWh | km2 | (hm)3 | No.
1 | VICTORIA |  | 1891 | D | Munday Brook | PERTH | WA | PG |  |  |  | 25 | 222 |  | 860 | 180 | S |  |  |  | 37 | 150 | L | WA Water Corporation | H J Saunders & RH Barrett | Neil Mcneil & Co | Wall refaced & raised 0.3m, spillway enlarged 1966, decommissioned 1991
2 | MUNDARING |  | 1902 |  | Helena | PERTH | WA | PG |  |  |  | 71 | 308 | 124 | 76390 | 7610 | S |  |  |  | 1470 | 1019 | V | WA Water Corporation | Public Works Dept, WA | Public Works Dept, WA | Raised 1951
3 | HARVEY WEIR |  | 1916 | D | Harvey | HARVEY | WA | PG | TE | ic | R/S | 24 | 334 | 95 | 9130 | 1500 | I |  | S |  | 373 | 133 | V | WA Water Corporation | Public Works Dept, WA | Public Works Dept, WA | Raised 1931 + stop board control, spillway prestressed 1971 and full supply level lowered 0.75 m, decommissioned 2002
4 | CHURCHMAN BROOK |  | 1929 |  | Churchman Bk | PERTH | WA | TE |  | ie | S/R | 26 | 231 | 225 | 2160 | 230 | S |  |  |  | 16 | 290 | L | WA Water Corporation | Metropolitan Water Authority | Metropolitan Water Authority | Spillway enlarged 1966
5 | DRAKES BROOK | Lake Moyanup | 1931 |  | Drakes Brook | WAROONA | WA | TE |  | he | S | 17 | 177 | 61 | 2290 | 417 | I |  |  |  | 59 | 51 | L | WA Water Corporation | Public Works Dept, WA | Public Works Dept, WA
6 | WELLINGTON |  | 1933 |  | Collie | COLLIE | WA | PG |  |  |  | 37 | 367 | 90 | 185200 | 16100 | I | H | S |  | 2845 | 1432 | L | WA Water Corporation | Public Works Dept, WA | Public Works Dept, WA | Raised 1944, 1960 | Wellington | 2 | 10 | 58
7 | CANNING |  | 1940 |  | Canning | PERTH | WA | PG |  |  |  | 70 | 466 | 272 | 90500 | 5030 | S |  |  |  | 782 | 822 | L | WA Water Corporation | Public Works Dept, WA | Public Works Dept, WA | Remedial works involving post tensioning undertaken from 1999 to 2002
8 | SAMSON BROOK |  | 1941 |  | Samson Brook | WAROONA | WA | TE |  | he | S | 31 | 243 | 184 | 9170 | 1060 | I |  | S |  | 65 | 71 | V | WA Water Corporation | Public Works Dept, WA | Public Works Dept, WA | Stopboard control removed 1985
9 | STIRLING |  | 1948 |  | Harvey | HARVEY | WA | TE |  | he | R/S | 53 | 274 | 570 | 56980 | 3940 | I |  |  |  | 251 | 275 | V | WA Water Corporation | Public Works Dept, WA | Public Works Dept, WA | Stopboard control removed 1985
10 | BOLGANUP |  | 1957 |  | Bolganup Creek | MT BARKER | WA | TE |  | he | R/S | 19 | 258 | 65 | 225 | 40 | S |  |  |  | 3 | 20 | L | WA Water Corporation | Public Works Department, WA | Public Works Department, WA | Spillway upgraded and downstream berm added 1998
11 | SERPENTINE PIPEHEAD |  | 1957 |  | Serpentine | PERTH | WA | TE | PG |  |  | 16 | 146 | 15 | 3140 | 608 | S |  |  |  | 692 | 685 | L | WA Water Corporation | Metropolitan Water Authority, Perth | Metropolitan Water Authority, Perth | Stopgate control removed 1980, + 5 (bc) & 10 (te), additional 2 (te) in secondary embankment
12 | SERPENTINE |  | 1961 |  | Serpentine | PERTH | WA | TE |  | he | S/R | 55 | 424 | 1454 | 136667 | 10671 | S |  |  |  | 664 | 1065 | L | WA Water Corporation | Metropolitan Water Authority, Perth | Metropolitan Water Authority, Perth | Height of radial gates increased by 0.6m in 1975, radial gates removed, spillway enlarged 2002
13 | MILLSTREAM |  | 1962 |  | Millstream | GREENBUSHES | WA | TE |  | he | S | 18 | 152 | 51 | 490 | 93 | S |  |  |  | 11 | 14 | L | WA Water Corporation | Public Works Department, WA | Perron Bros Pty Ltd
14 | KUNUNURRA DIVERSION | Lake Kununurra | 1963 |  | Ord | WYNDHAM | WA | ER | PG | ie | R/S | 20 | 4663 | 390 | 100825 | 19180 | I |  |  |  | 47100 | 28300 | V | WA Water Corporation | Public Works Department, WA | Christiani & Nielsen | Includes 42 bc, 213 er, 135 te
15 | LOGUE BROOK | Lake Brockman | 1963 |  | Logue Brook | COOKERNUP | WA | TE |  | he | R/S | 49 | 335 | 752 | 24290 | 1970 | I |  |  |  | 38 | 28 | L | WA Water Corporation | Public Works Department, WA | Public Works Department, WA A Scolari
16 | WAROONA | Lake Navarino | 1966 |  | Drakesbrook | WAROONA | WA | TE |  | he | R/S | 42 | 381 | 598 | 14940 | 1440 | I |  |  |  | 47 | 260 | L | WA Water Corporation | Public Works Department, WA | G H Reid (WA) Pty Ltd & Public Works Department, WA | Toe drainage and toe weighting added 1967/68, downstream face repaired 1999, spillway upgraded, toe drainage and weighting rebuilt 2003 |  |  |  | 17
17 | GLEN MERVYN |  | 1969 |  | Lyall's Millstream | COLLIE | WA | TE |  | he | R/S | 20 | 213 | 69 | 1880 | 365 | I |  |  |  | 34 | 71 | V | WA Water Corporation | Public Works Department, WA | R & H Kozyrski | Storage level raised 3m, dam raised 2 m and labryinth spillway constructed in 1999
18 | ARTHUR CREEK |  | 1971 |  | Arthur Creek | KUNUNURRA | WA | ER |  | ie | R | 27 | 120 | 115 | 60000 |  | I |  |  |  | 91 | 850 | L | Goddart Aust | Halpern Glick & Lewis
19 | MOOCHALABRA |  | 1972 |  | Moochalabra Ck | WYNDHAM | WA | ER |  | ie | R | 27 | 177 | 119 | 2007 | 257 | S |  |  |  | 59 | 2300 | L | WA Water Corporation | Public Works Department, WA | Carratti Bulldozing | Overtopped rockfill construction on original dam, raised 13 m and new spillway constructed 1999
20 | ORD RIVER | Lake Argyle | 1972 |  | Ord | KUNUNURRA | WA | ER |  | ie | R | 99 | 341 | 1908 | 10760000 | 980000 | I | H | C | N | 46100 | 3500 | L | WA Water Corporation | Public Works Department, WA | Dravo Pty Ltd | 1664 er, 244 te, auxiliary spillway capacity 24000 m3/sec, 30MW hydro installation added 1996 | Ord River Dam Power Station | 30 | 200 | 130
21 | SOUTH DANDALUP |  | 1974 |  | South Dandalup | PINJARRA | WA | TE |  | he | S/R | 43 | 457 | 760 | 208000 | 20900 | S |  |  |  | 311 | 348 | V | WA Water Corporation | Metropolitan Water Authority Perth | MWA, Perth and Leighton Contractors Pty Ltd
22 | LOWER YALLUP |  | 1979 |  | Yallup Brook | WAGERUP | WA | ER |  | he | S | 16 | 470 | 210 | 700 | 190 | S | [6 empty] | Alcoa Australia
23 | UPPER YALLUP |  | 1979 |  | Yallup Brook | WAGERUP | WA | TE |  | ie | S | 17 | 510 | 260 | 1100 | 250 | S |  |  |  |  | 2 | L | Alcoa Australia
24 | WUNGONG |  | 1979 |  | Wungong Brook | PERTH | WA | ER |  | ie | R | 65 | 460 | 1723 | 60000 | 3305 | S |  |  |  | 132 | 445 | L | WA Water Corporation | Metropolitan Water Authority Perth | MWA, Perth & John Holland (Constructions) Pty Ltd
25 | OPTHALMIA |  | 1982 |  | Fortescue | NEWMAN | WA | TE |  | ie | S | 16 | 1810 | 980 | 32000 | 12600 | S |  |  |  |  | 13000 | L | Mount Newman Mining | GHD-Dwyer (WA) | Thiess Contractors | Includes 2 saddle dams, 15m and 14m high, used for ground water recharge
26 | WORSLEY REFINERY | CATCHMENT LAKE DAM | 1982 |  | Augustus | BUNBURY | WA | TE |  | ie | S | 30 | 620 | 695 | 6400 | 930 | Q |  | S |  |  | NIL |  | Worsley Alumina | GHD-Dwyer (WA) | John Holland Constructions | Industrial cooling and plant water
27 | WORSLEY FRESHWATER | LAKE | 1983 |  | Augustus | BUNBURY | WA | TE |  | he | R/S | 31 | 320 | 500 | 5800 | 580 | S |  |  |  |  | 220 | L | Worsley Alumina | GHD-Dwyer (WA) | Citra Constructions
28 | WORSLEY PIPEHEAD |  | 1983 |  | Augustus | BUNBURY | WA | TE |  | he | R/S | 21 | 340 | 150 | 960 | 170 | Q |  |  |  |  | NIL |  | Worsley Alumina | GHD-Dwyer (WA) | Thiess Constructors | Contaminated water storage
29 | ANDERSON |  | 1985 |  | Tr. Murray | DWELLINGUP | WA | TE |  | he | S | 31 | 222 | 195 | 1224 | 130 | I |  |  |  |  | 40 | V | Owston Nominees | Halpern Glick Pty Ltd | Costain Pearson Bridge
30 | ARGYLE WATER SUPPLY |  | 1985 |  | Limestone Ck | KUNUNURRA | WA | ER |  | ie | R | 35 | 115 | 73 | 330 | 26 | S |  |  |  |  | 30 | L | Argyle Diamond Mine | GHD-Dwyer (WA) | Thiess Contractors
31 | ETHERINGTON |  | 1985 |  | Tr. Murray | DWELLINGUP | WA | TE |  | he | S | 17 | 250 | 61 | 210 | 82 | I |  |  |  |  | 44 | L | Etherington & Sons Pty Ltd | Wood & Grieve Pty Ltd | B & J Catelano
32 | HARDING | Lake Poongkaliyarra | 1985 |  | Harding | KARRATHA | WA | ER |  | ie | R | 45 | 320 | 726 | 63800 | 14125 | S |  |  |  | 1071 | 21500 | L | WA Water Corporation | Water Authority of WA | Leighton Contractors P/L | [6 empty] | 5
33 | BODDINGTON GOLD | MINE WATER SUPPLY D4 | 1986 |  | 34 Mile Brook | BODDINGTON | WA | TE |  | he | S | 17 | 244 | 114 | 4150 | 841 | S |  |  |  |  | 250 | L | Worsley Alumina Pty, Ltd | Kinhill Stearns/BHP Eng. | JLV Contractors Pty, Ltd
34 | KILMORNA |  | 1986 |  | Black Elvire | HALLS CREEK | WA | TE |  | he | S | 13 | 60 | 47 | 2300 | 575 | S |  |  |  |  | 18 | L | Kilmorna Gold Pty Ltd | Airey Ryan & Hill
35 | WILLY WILLY |  | 1987 |  | Willy Willy Ck | HALLS CREEK | WA | TE |  | he | R | 15 | 40 |  | 340 |  | S | [5 empty] | L | Mt Dockerel Mining NL | Neil Williams | Neil Williams
36 | HEDGES WATER SUPPLY |  | 1988 |  | Tr Murray | BODDINGTON | WA | TE |  | he | S | 24 | 400 | 320 | 3960 | 350 | S |  |  |  |  | 18 | L | Alcoa Aust Ltd | Dames & Moore
37 | BODDINGTON GOLD MINE | DAM D1 | 1989 |  | 34 Mile Br | BODDINGTON | WA | TE |  | he | S | 17 | 226 | 148 | 2970 | 484 | S |  |  |  |  | 89 | L | Worsley Alumina Pty Ltd | Gutteridge Haskins & Davey | Baulderstone Hornibrook
38 | HARRIS |  | 1990 |  | Harris | COLLIE | WA | TE |  | he | S | 37 | 470 | 650 | 71660 | 9430 | S |  |  |  | 321 | 2300 | L | WA Water Corporation | Water Authority of WA | Thiess & GFWA | [6 empty] | 4
39 | QUICKUP |  | 1990 |  | Quickup | DENMARK | WA | TE |  | he | S | 16 | 285 | 59 | 1189 | 507 | S |  |  |  | 30 | 64 | L | WA Water Corporation | Water Authority of WA & GHD | A & E Contracting Pty Ltd
40 | NEW VICTORIA |  | 1991 |  | Munday Brook | PERTH | WA | PG |  |  | R | 52 | 285 | 135 | 9463 | 773 | S |  |  |  | 37 | 600 | L | WA Water Corporation | Water Authority of WA | Baulderstone Hornibrook
41 | CONJURUNUP |  | 1992 |  | Conjurunup | PINJARRA | WA | PG |  |  | R | 17 | 165 | 11 | 180 | 64 | S |  |  |  | 39 | 300 | L | WA Water Corporation | Water Authority of WA | Water Authority of WA
42 | ARGYLE'S GAP CREEK |  | 1994 |  | Smoke Creek | WARNUM | WA | ER |  | ie | R | 23 | 208 | 116 | 6500 | 1300 | S |  |  |  |  | 64 | L | Argyle Diamond Mines | Gutteridge Haskins & Davey
43 | NORTH DANDALUP |  | 1994 |  | North Dandalup | PINJARRA | WA | ER |  | ie | R/S | 64 | 1200 | 2397 | 75000 | 5100 | S |  |  |  | 153 | 1289 | L | WA Water Corporation | Water Authority of WA | Macmahon Construction
44 | TEN MILE BROOK |  | 1994 |  | Ten Mile Brook | MARGARET RIVER | WA | TE |  | he | R/S | 22 | 185 | 78 | 1500 | 275 | S |  |  |  | 4 | 20 | L | WA Water Corporation | Water Authority of WA | Water Authority of WA
45 | MANJIMUP | Scabby Gully Reservoir | 1995 |  | Scabby Gully | MANJIMUP | WA | TE |  | he | S | 18 | 190 | 155 | 1600 | 264 | S |  |  |  | 11 | 40 | L | WA Water Corporation | Water Authority of WA | Water Authority of WA | Originally built in 1966, suffered excessive seepage and downstream movement and had to be stabilised in 1967, upstream blanket to control excessive seepage 1985, toe weighting increased 1994 and raised 4m in 1995/96
46 | LOWER SOUTH DANDALUP |  | 1998 |  | South Dandalup | PINJARRA | WA | PG |  |  | R | 16 | 51.5 | 3 | 76 | 23 | S |  |  |  | 349 | 375 | L | WA Water Corporation | Geo-Eng Australia Pty Ltd | Nuform Constructions Pty Ltd | Concrete gravity dam originally constructed in 1970, raised 2 m by post tensioning in 1998
47 | PRESTON VALE VINEYARD |  | 2000 |  | Preston Vale | DONNYBROOK | WA | TE |  | he | S | 30 | 300 | 300 | 1750 | 245 | I |  |  |  |  | 25 | L | Southern Wine Corporation Ltd | Gutteridge Haskins & Davey | Cardinal Contractors
48 | MARGARET RIVER | Effluent Storage Reservoir | 2001 |  | Offstream | BUNBURY | WA | TE |  | he | S | 19 | 230 | 61 | 424 | 95 | Q |  |  |  |  | 5 | L | WA Water Corporation | Gutteridge Haskins & Davey | Giacci and Sons Pty Ltd
49 | NEW HARVEY |  | 2002 |  | Harvey | HARVEY | WA | ER |  | he | R | 45 | 800 | 1000 | 59000 | 5800 | I |  |  |  | 374 | 1320 | L | WA Water Corporation | Geo-Eng Australia Pty Ltd | Leighton Contractors Pty Ltd | Inundated the existing Harvey Weir |  |  |  | 59 |  | 50
50 | SAMSON BROOK PIPEHEAD |  | 2003 |  | Waroona | SAMSON BROOK | WA | PG |  |  | R | 22 | 187 | 17100 | 305 | 53 | S |  |  |  | 77 | 460 | L | WA Water Corporation | Hydro Tasmania/SKM/MPA Williams | Leighton Contractors Pty Ltd
51 | WOKALUP DAM |  | 2003 |  | Harvey | WOKALUP CREEK | WA | PG |  |  | R | 13 | 130 | 7000 | 95 | 36 | I |  |  |  | 47 | 480 | L | WA Water Corporation | GHD Pty Ltd | Water Corporation
264

## QLD
|  | NAME OF DAM | NAME OF RESERVOIR | YEAR | SPECIAL | RIVER | CITY | STATE | DAM | DAM | SEAL | FDT | HEIGHT | LENGTH | DAM VOL | RESERVOIR | SURF | PURPOSE | PURPOSE | PURPOSE | PURPOSE |  | CATCH | SPILL CAP | TYPE | OWNER | ENGINEER | CONSTRUCTOR | SPECIAL FOOTNOTES 1 | POWER STATION | CAPACITY | AVERAGE | IRRIG'N | FLOOD | PEOPLE
QUEENSLAND |  |  |  |  | FEATURES |  |  |  | TYPE | TYPE | ELEMENT |  |  |  |  | VOLUME | AREA | [5 empty] | MENT | [6 empty] | NAME |  | OUTPUT | AREA | STORAGE | MOVED
[9 empty] | 1 | 2 |  |  | m | m | 103m3 | 103m3 | 103m2 | 1 | 2 | 3 | 4 |  | km2 | m3/s | [6 empty] | MW | GWh | km2 | (hm)3 | No.
1 | 264 | ENOGGERA | Enoggera Reservoir | 1866 |  | Enoggera Ck | BRISBANE | QLD | TE | ER | ie,ic | R/S | 23.5 | 475 | 360 | 4500 | 753 | S |  |  |  |  | 33 | 450 | L | Brisbane City Council (To be transferred to SEQWater by 1 July 2008) | Bris. Bd of W'works & J Brady (Orig), Cameron McNamara (Raising) | Donovan & Hulse (Orig), Thiess Bros Pty Ltd (Raising) | Raised in 1976 |  | n/a | n/a | n/a | n/a | 10
2 | 476 | GOLD CREEK | Gold Creek Reservoir | 1885 |  | Gold Ck | BRISBANE | QLD | TE |  | ie | R/S | 26 | 191 | 106 | 801 | 246 | S |  |  |  |  | 10.5 |  | L | Brisbane City Council (To be transferred to SEQWater by 1 July 2008) | Brisbane Board of Waterworks & J B Henderson | Ross & Dunbar
3 | 96 | IBIS |  | 1906 |  | Ibis Ck | IRVINEBANK | QLD | PG |  |  | R | 17.5 | 56 |  | 225 | 38 | S |  |  |  |  | 6.2 | 8 | L | Department of Natural Resources and Water | Unknown | Unknown | Supply for urban and mining use
4 | 713 | LAKE MANCHESTER |  | 1916 |  | Cabbage Tree Ck | IPSWICH | QLD | PG |  |  |  | 38 | 227 | 45 | 25690 | 2814 | S |  |  |  |  | 74 | 450 | L | Brisbane City Council (To be transferred to SEQWater by 1 July 2008) | Metropolitan Water Supply & Sewerage Board | Arthur Midson
5 | 252 | CONNOLLY |  | 1927 |  | Rosenthal Ck | WARWICK | QLD | ER |  | ic | R | 22 | 145 | 115 | 2590 | 550 | S |  |  |  |  | 134 | 540 | L | Southern Downs Regional Council | Water Resources Commission | McLeod & Co
6 | 701 | RIFLE CREEK |  | 1929 |  | Rifle Ck | MT ISA | QLD | VA |  |  | R | 18 | 120 | 6 | 9490 | 1500 | S |  |  |  |  | 88 | 144 | L | Mount Isa Mines Ltd | Mount Isa Mines Ltd | Mount Isa Mines Ltd | Spillway raised 1.5m in 1954, Supply for thermal power station
7 | 253 | COOBY CREEK |  | 1942 |  | Cooby Ck | TOOWOOMBA | QLD | ER |  | fc | R | 30 | 207 | 71 | 23092 | 3014 | S |  |  |  |  | 169 | 680 | L | Toowoomba Regional Council | Water Resources Commission | Water Resources Commission
8 | 857 | GORDONBROOK |  | 1942 |  | Stuart | KINGAROY | QLD | TE | ER | fe | R/S | 21 | 480 | 120 | 6500 | 2350 | S |  |  |  |  | 605 | 2000 | L | South Burnett Regional Council | Local Govt Dept (Orig), John Wilson and Partners (Raising) | Local Govt Dept (Orig), J B Davies (Raising) | Raised 3m in 1987
9 | 858 | EASTINE CREEK |  | 1950 |  | Eastine Creek | MT GARNET | QLD | TE |  |  |  | 13.8 | 220 |  | 181 | 80 | S |  |  |  |  | 4.46 |  | L | Tablelands Regional Council
10 | 950 | LAKE GEORGE |  | 1950 |  | Pandanus Creek | CHILLAGOE | QLD | ER |  |  |  | 15 | 110 |  | 1000 | 710 | S |  |  |  |  | 27.5 |  |  | Goldstone Pty Ltd
11 | 283 | GORGE WEIR |  | 1953 |  | Burdekin | DALBEG | QLD | PG |  |  | R | 7.7 | 391 |  | 9090 | 2380 | I | [6 empty] | V | SunWater | Water Resources Commission | Water Resources Commission | Spillway controlled by drop boards |  | n/a | n/a | n/a | n/a | n/a
12 | 354 | SOMERSET | Lake Somerset | 1953 |  | Stanley | KILCOY | QLD | PG |  |  | R | 50 | 305 | 203 | 380000 | 43500 | S | C | R | H | H | 1330 | 4650 | V | SEQ Water | Bureau of Industry | Stanley River Works Board | Stage storage 1943, practical completion 1953, 2160m3/s low level outlets 2490m3/s spillway | Somerset Dam | 3.2 | 12 | n/a | 524 | 10
13 | 356 | STORM KING |  | 1954 |  | Quart Pot Ck | STANTHORPE | QLD | PG |  |  |  | 10 | 198 |  | 2180 | 830 | S |  |  |  |  | 93 |  | L | Southern Downs Regional Council | J Mulholland | Stanthorpe Shire Council
14 | 174 | LEICHHARDT RIVER | Lake Moondarra | 1957 |  | Leichhardt | MT ISA | QLD | ER |  | fc | R | 27.5 | 259 | 153 | 103050 | 21900 | S | R |  |  |  | 1148 | 3539 | L | Mount Isa Water Supply Board | Gutteridge, Haskins & Davey Pty Ltd | Thiess Bros Pty Ltd & Utah Construction Co | Spillway raised 1.52m in 1971, Vol includes 8(bc), 145(er)
15 | 349 | SIDELING CREEK | Lake Kurwongbah | 1958 |  | Sideling Ck | PETRIE | QLD | TE |  | he | R/S | 23 | 500 | 280 | 14370 | 3470 | S | R |  |  |  | 53 | 710 | L | Moreton Bay Regional Council (To be transferred to SEQWater by 1 July 2008) | John Wilson and Partners | R G Furney & Dillingham Constructions (Qld) Pty Ltd | Raised 2m in 1969
16 | 370 | TINAROO FALLS | Lake Tinaroo | 1958 |  | Barron | ATHERTON | QLD | PG |  |  | R | 42 | 533 | 223 | 438900 | 35000 | I | S | H | R | R | 545 | 1160 | L | SunWater | Water Resources Commission | Water Resources Commission | Hydro station 81 km downstream fed from weir at head of falls | Barron Falls | 60 | 174 | 218 | n/a | 10
17 | 258 | CORELLA |  | 1959 |  | Corella | MT ISA | QLD | ER |  | fc | R | 22.9 | 160 | 84 | 15300 | 2740 | S | R |  |  |  | 385 | 850 | L | Department of Natural Resources and Water | Gutteridge, Haskins & Davey Pty Ltd | Thiess Bros Pty Ltd | Gates inoperative & fixed open
18 | 22 | MIDDLE CREEK |  | 1959 |  | Middle Ck | SARINA | QLD | TE | ER |  |  | 26 | 130 | 55 | 1486 |  | S |  |  |  |  | 7 | 260 | L | Mackay Regional Council | Pollock and Barton | Teitzel Constructions Pty Ltd
19 | 337 | PALUMA |  | 1959 |  | Swamp Ck | INGHAM | QLD | TE | ER | ie | R/S | 20 | 318 | 122 | 11800 | 8000 | S |  |  |  |  | 8 | 100 | L | Townsville City Council | Local Govt Dept | Thiess Bros Pty Ltd
20 | 263 | EAST LEICHHARDT | Lake Mary Kathleen | 1960 |  | East Leichhardt | MT ISA | QLD | TE | ER | ie | R | 27 | 160 | 115 | 12100 | 1500 | S | R |  |  |  |  | 2430 | L | Department of Natural Resources and Water | Gutteridge, Haskins & Davey Pty Ltd | Thiess Bros Pty Ltd |  |  | n/a | n/a | n/a | n/a
21 | 1510 | KOOMBOOLOOMBA |  | 1961 |  | Tully | INNISFAIL | QLD | PG | ER | ie | R/S | 40 | 399 | 790 | 205000 | 15550 | H |  |  |  |  | 163 | 1240 | V | Stanwell Corporation | Co-ordinator-General's Dept | Co-ordinator-General's Dept | Vol includes 264(te), 401(er), 125(bc). Has 2m freeboard with 1.5m fabridam deflated | KAREEYA | 79 | 472 | n/a | n/a | 10
22 | 312 | LITTLE NERANG |  | 1961 |  | Little Nerang Ck | GOLD COAST | QLD | PG |  |  | R | 44 | 201 | 68 | 8390 | 500 | S |  |  |  |  | 35 | 570 | V | Gold Coast City Council (To be transferred to SEQWater by 1 July 2008) | Local Govt Dept & Gold Coast City Council | Local Govt Dept & Gold Coast City Council
23 | 323 | MOOGERAH |  | 1961 |  | Reynolds Ck | KALBAR | QLD | VA |  |  | R | 38 | 219 | 23 | 83700 | 8270 | I | S |  |  |  | 225 | 740 | L | SunWater (To be transferred to SEQWater by 1 July 2008) | Water Resources Commission | Water Resources Commission | Supply for irrigation & thermal power station |  | n/a | n/a | 82 | n/a | 10
24 | 731 | WAPPA |  | 1961 |  | South Maroochy | NAMBOUR | QLD | PG |  |  | R | 24 | 138 | 12 | 4614 | 740 | S |  |  |  |  | 69.7 | 1420 | L | Sunshine Coast Regional Council (To be transferred to SEQWater by 1 July 2008) | J Mulholland | Maroochy Shire Council | Raised in 1971
25 | 228 | BORUMBA |  | 1964 |  | Yabba Ck | IMBIL | QLD | ER |  | fc | R | 43 | 343 | 402 | 46000 | 4800 | I | S |  |  |  | 466 | 3140 | L | SunWater (To be transferred to SEQWater by 1 July 2008) | Water Resources Commission | Citra Australia Ltd | Spillway raised 2.5 m in 1998 |  | n/a | n/a | 188 | n/a | 10
26 | 44 | SIX MILE | Lake MacDonald | 1964 |  | Six Mile Ck | COOROY | QLD | TE |  | he | R/S | 15.7 | 490 | 69 | 8000 | 2600 | S |  |  |  |  | 49.4 | 750 | L | Sunshine Coast Regional Council (To be transferred to SEQWater by 1 July 2008) | John Wilson and Partners | Sanders Constructions & Transfield Pty Ltd | Raised in 1980
27 | 239 | CALLIDE |  | 1965 |  | Callide Ck | BILOELA | QLD | TE | ER | ie | S/R | 37 | 2118 | 1487 | 136300 | 12400 | I | S |  |  |  | 518 | 5700 | V | SunWater | Water Resources Commission & SMHEA | Perini-Davis Constructions | Supply for thermal power station and aquifer recharge. Gates added in 1988. |  | n/a | n/a | 272 | n/a | 10
28 | 925 | CANNIBAL CREEK |  | 1965 |  | Cannibal Creek | COOKTOWN | QLD | TE |  |  |  | 16 | 150 |  | 180 | 100 | S |  |  |  |  | 0.75 |  |  | R & D Wilson
29 | 36 | LESLIE |  | 1965 |  | Sandy Ck | WARWICK | QLD | PG |  |  | R | 33 | 384 | 114 | 106200 | 12880 | I | S | R |  |  | 603 | 5960 | V | SunWater | Water Resources Commission | Water Resources Commission & Various Contractors | Raised by 3m & spillway gates added in 1986 |  | n/a | n/a | 124 | n/a | 10
30 | 339 | PERSEVERANCE |  | 1965 |  | Perseverance Ck | CROW'S NEST | QLD | ER |  | ie | R | 53 | 197 | 500 | 30140 | 2200 | S |  |  |  |  | 117 | 1190 | L | Toowoomba City Council | Toowoomba City Council & J E Farr | Eric Newman Pty Ltd
31 | 926 | SPRING CREEK |  | 1965 |  | Spring Creek | COOKTOWN | QLD | TE |  |  |  | 18 | 120 |  | 612 | 200 | S |  |  |  |  | 0.75 |  |  | R & D Wilson | AJC Woodward Clyde | Thiess Contractors Pty Ltd
32 | 215 | BEDFORD WEIR |  | 1968 |  | Mackenzie | BLACKWATER | QLD | PG |  |  | R | 16 | 305 | 24 | 22900 | 4680 | I | S |  |  |  | 45933 |  | V | SunWater | Water Resources Commission | Evans Deakin Pty Ltd (Orig), Moggill Constructions Pty Ltd (Raising) | Raised and inflatable rubber dam fitted in 1997 |  | n/a | n/a
33 | 254 | COOLMUNDA |  | 1968 |  | Macintyre Brook | INGLEWOOD | QLD | TE |  | ie | S | 20 | 2286 | 690 | 69000 | 16450 | I | S |  |  |  | 1760 | 6860 | V | SunWater | Water Resources Commission & Co-ordinator-General's Dept | Water Resources Commission & Dillingham Constructions (Qld) Pty Ltd | Slurry trench foundation cutoff 17m max depth, Vol includes 32 bc in spillway works |  | n/a | n/a | 45 | n/a | 10
34 | 715 | LESLIE HARRISON |  | 1968 |  | Tingalpa Ck | CAPALABA | QLD | TE |  | he | R/S | 25 | 535 | 315 | 24800 | 4700 | S |  |  |  |  | 87.5 | 1450 | V | Redland Shire Council (To be transferred to SEQWater by 1 July 2008) | John Wilson and Partners | Hamblin Constructions (Orig), Moggill Constructions (Gates) | Spillway gates added in 1984
35 | 266 | EUNGELLA |  | 1969 |  | Broken | EUNGELLA | QLD | ER |  | ie | R | 49 | 276 | 524 | 112400 | 8480 | I | S |  |  |  | 142 | 1020 | L | SunWater | Co-ordinator-General's Dept | Sanders Constructions | Supply for thermal power station |  | n/a | n/a | 4 | n/a | 10
36 | 666 | GREENSTONE CREEK | Lake Waggaboonyah | 1969 |  | Greenstone Ck | GUNPOWDER | QLD | VA |  |  | R | 18.3 | 90 | 2 | 13570 | 740 | S | [5 empty] | 1400 | L | Consolidated Goldfields Australia Limited | McIntyre and Associates Pty Ltd | Hornibrook Group
37 | 378 | WURUMA |  | 1969 |  | Nogo | EIDSVOLD | QLD | PG |  |  | R | 44 | 343 | 123 | 165400 | 16390 | I |  |  |  |  | 2320 | 3824 | L | SunWater | Water Resources Commission | Water Resources Commission |  |  | n/a | n/a | 35 | n/a | 10
38 | 210 | ATKINSON |  | 1970 |  | Atkinson's Lagoon | LOWOOD | QLD | TE |  | ie | S | 9 | 2088 | 74 | 30400 | 5560 | I |  |  |  |  | 37 | 439 | L | SunWater (To be transferred to SEQWater by 1 July 2008) | Water Resources Commission | Water Resources Commission | Offstream storage supplied from Buaraba Creek |  | n/a | n/a | 45 | n/a | 10
39 | 270 | FITZROY RIVER BARRAGE |  | 1970 |  | Fitzroy | ROCKHAMPTON | QLD | PG |  |  | R/S | 10 | 396 | 24 | 80800 | 16120 | S | [5 empty] | 23800 | V | Rockhampton Regional Council | Local Govt Dept | Dillingham Constructions (Qld) Pty Ltd | 18 vertical lift gates plus flood bypass gives spillway capacity of 33100 m3/sec
40 | 265 | ENOGGERA ARMY |  | 1971 |  | Sandy Ck | BRISBANE | QLD | TE |  | he | R/S | 18.3 | 245 |  | 114 | 40 | I |  |  |  |  | 1.04 | 55 | L | Commonwealth of Australia | N Tunny | Commonwealth Department of the Army |  |  | n/a | n/a | n/a | n/a | 10
41 | 274 | GLEBE WEIR |  | 1971 |  | Dawson | TAROOM | QLD | PG | TE | im | S/R | 10.3 | 270 | 5 | 17700 | 5700 | I | S | [5 empty] | L | SunWater | Water Resources Commission | Qld Concrete & General Construction Co Pty Ltd | pg spillway with steel sheet piling and rockfill abutments |  | n/a | n/a | 29 | n/a | 0
42 | 1468 | HONEY |  | 1971 |  | Bullhead Ck | LAKELAND | QLD | TE |  | ie | R/S | 18.9 | 302 |  | 6000 | 1100 | I |  |  |  |  | 49.8 |  | L | G W Pastoral Pty Ltd | H Blackburn | A Euzerinck | Raised 2.2 m in 1979 |  | n/a | n/a | not known | n/a | 10
43 | 957 | JUMNA WATER |  | 1971 |  | Jumna Creek | HERBERTON | QLD | TE |  |  |  | 31.5 | 90 |  | 2850 | 300 | S |  |  |  |  | 6.2 |  |  | Department of Natural Resources and Water
44 | 268 | EJ BEARDMORE | Lake Kajarabie | 1972 |  | Balonne | ST GEORGE | QLD | TE | PG | ie | S | 15.2 | 2591 | 115 | 81700 | 28500 | I |  |  |  |  | 71560 | 5550 | V | SunWater | Water Resources Commission | Barkas & Perrin | Includes 15 bc in spillway |  | n/a | n/a | 134 | n/a | 10
45 | 269 | FAIRBAIRN | Lake Maraboon | 1972 |  | Nogoa | EMERALD | QLD | TE |  | ie | S/R | 46 | 823 | 5249 | 1301000 | 150000 | I | S |  |  |  | 16320 | 15580 | L | SunWater | Snowy Mountains Hydro-Electric Authority | Various Contractors | Includes 1370 te in 6 saddle dams and 59 bc in spillway |  | n/a | n/a | 250 | n/a | 50
46 | 318 | MAROON |  | 1973 |  | Burnett Ck | BOONAH | QLD | TE |  | ie | R | 46.3 | 451 | 1620 | 44300 | 3100 | I |  |  |  |  | 160 | 567 | L | SunWater (To be transferred to SEQWater by 1 July 2008) | Water Resources Commission & Gutteridge,Haskins & Davey Pty Ltd | Water Resources Commission |  |  | n/a | n/a | 40 | 49 | 10
47 | 248 | CHINCHILLA WEIR |  | 1974 |  | Condamine | CHINCHILLA | QLD | TE | ER | fe/fc | R/S | 9.2 | 410 | 35 | 9780 | 3580 | I | S |  |  |  | 19190 |  | L | SunWater | Local Govt Dept | G B White Pty Ltd |  |  | n/a | n/a | 10 | n/a | 10
48 | 344 | ROSS RIVER |  | 1974 |  | Ross | TOWNSVILLE | QLD | TE | ER | ie | S/R | 34.4 | 8670 | 5085 | 212000 | 82000 | C | S |  |  |  | 750 | 674 | L | NQ Water | Water Resources Commission | Leighton Contractors Pty Ltd | Embankment raised in 1975, spillway raised in 1987
49 | 272 | FRED HAIGH | Lake Monduran | 1975 |  | Kolan | GIN GIN | QLD | ER |  | ie | R | 49 | 646 | 1060 | 562000 | 53450 | I |  |  |  |  | 1308 | 2270 | L | SunWater | Water Resources Commission | K D Morris & Various Contractors |  |  | n/a | n/a | 592 | n/a | 10
50 | 218 | BINGEGANG WEIR |  | 1976 |  | Mackenzie | DINGO | QLD | PG |  |  | R | 11 | 223 |  | 8060 | 2500 | S | I | [5 empty] | L | SunWater | Water Resources Commission | A H Hodge & Sons | Raised and inflatable rubber dam fitted in 1998. |  | n/a | n/a | n/a | n/a | 10
51 | 257 | COPPERLODE FALLS | Lake Morris | 1976 |  | Freshwater Ck | CAIRNS | QLD | ER |  | ie | R | 45 | 126 | 310 | 45460 | 3327 | S |  |  |  |  | 44 | 490 | L | Cairns-Mulgrave Water Supply Board | Local Govt Dept | G Abignano Pty Ltd
52 | 267 | EWEN MADDOCK |  | 1976 |  | Addlington Ck | LANDSBOROUGH | QLD | TE |  | he | R/S | 11.4 | 728 | 352 | 16590 | 3710 | S |  |  |  |  | 21 | 132 | L | Sunshine Coast Regional Council (To be transferred to SEQWater by 1 July 2008) | John Wilson and Partners | Morris Doval (Orig), Mak Constructions (Raising) | Spillway raised in 1982
53 | 278 | GLENLYON |  | 1976 |  | Pike Ck | TEXAS | QLD | ER |  | ie | R | 62 | 445 | 1450 | 253600 | 18000 | I | S |  |  |  | 1295 | 4400 | L | Dumaresq-Barwon Border Rivers Commission | WC & IC of NSW and Water Resources Commission | Thiess Bros Pty Ltd & John Holland Pty Ltd |  |  | n/a | n/a | part of the NSW figures | n/a | 50
54 | 706 | HINZE (Stage 3 to be completed 2010) | Advancetown Lake | 1976 |  | Nerang | GOLD COAST | QLD | TE | ER | ie | R/S | 62 | 580 | 2561 | 161070 | 9720 | S |  |  |  |  | 207 | 2405 | L | Gold Coast City Council (To be transferred to SEQWater by 1 July 2008) | Local Govt Dept (Orig), Damcorp (Raising) | Davis Contractors (Orig), Various Contractors (Raising) | Formerly Advancetown Dam. Raised in 1989 |  | n/a | n/a | n/a | n/a | 50
55 | 297 | JULIUS |  | 1976 |  | Leichhardt | MT ISA | QLD | MV |  |  | R | 38 | 400 | 45 | 107500 | 12550 | S |  |  |  |  | 4845 | 14500 | L | SunWater | McIntyre and Associates Pty Ltd | Thiess Bros Pty Ltd |  |  | n/a | n/a | n/a | n/a
56 | 332 | NEVILLE HEWITT WEIR |  | 1976 |  | Dawson | BARALABA | QLD | PG |  |  | R | 10 | 183 |  | 11300 | 2950 | I | S | [5 empty] | L | SunWater | Water Resources Commission | Water Resources Commission |  |  | n/a | n/a | 19 | n/a | 10
57 | 334 | NORTH PINE | Lake Samsonvale | 1976 |  | North Pine | PETRIE | QLD | PG | TE | he | S | 45 | 1375 | 450 | 215000 | 21800 | S | R |  |  |  | 347 | 3700 | V | SEQ Water | Local Govt Dept | Transfield (Qld) Pty Ltd | Volume comprises 175 bc & 275 te including saddle dams |  | n/a | n/a | n/a | n/a | 50
58 | 301 | KINCHANT |  | 1977 |  | Sandy Ck North Branch | ETON | QLD | TE | ER | ie | S | 22 | 5100 | 3375 | 62800 | 9200 | I |  |  |  |  | 32 | 350 | L | SunWater | Water Resources Commission | Water Resources Commission & Various Contractors | Raised by 8m in 1986 |  | n/a | n/a | 150 | n/a | 10
59 | 1 | SOLOMON |  | 1977 |  | Deephole Ck | PALM ISLAND | QLD | TE |  | he | S | 17 | 408 | 175 | 487 | 690 | S |  |  |  |  | 4 | 425 | L | Palm Island Aboriginal Council | Local Govt Dept | Cyril Golding Earthmovers
60 | 248 | CLARE WEIR |  | 1978 |  | Burdekin | CLARE | QLD | PG |  |  | R/S | 7 | 425 |  | 15900 | 5200 | S |  |  |  |  | 129876 |  | V | SunWater | Snowy Mountains Engineering Corporation | Water Resources Commission (Orig), John Holland Pty Ltd (Raising) | Gates added in 1986 |  | n/a | n/a | n/a | n/a
61 | 235 | BUNDOORA |  | 1979 |  | German Ck | CAPELLA | QLD | TE |  | ie | R | 19 | 550 | 142 | 10080 | 258 | S |  |  |  |  | 106.5 | 206 | L | Capricorn Coal Management | Ullman and Nolan Pty Ltd | Leighton Contractors Pty Ltd |  |  | n/a | n/a | n/a | n/a | 10
62 | 255 | COOLOOLABIN |  | 1979 |  | Rocky Ck | YANDINA | QLD | PG | TE |  | R/S | 19 | 243 | 21 | 14200 | 220 | S |  |  |  |  | 8 | 170 | L | Sunshine Coast Regional Council (To be transferred to SEQWater by 1 July 2008) | J Mulholland | Qld Concrete & General Construction Co Pty Ltd | 10 bc, 11 te in main dam, 155 te in 5 saddle dams
63 | 1493 | MEANDU CREEK |  | 1980 |  | Meandu Ck | KINGAROY | QLD | TE |  | ie | R/S | 22 | 450 | 383 | 3100 | 680 | S | [5 empty] | 1492 | L | Tarong Energy Corporation | MacDonald Wagner & Priddle | Thiess Bros Pty Ltd | Supply for thermal power station
64 | 1450 | SPLIT-YARD CREEK |  | 1980 |  | Pryde Ck | LOWOOD | QLD | ER |  | ie | R | 76 | 1140 | 3371 | 28600 | 1020 | H |  |  |  |  | 3.8 | 570 | L | Tarong Energy Corporation | Water Resources Commission | Water Resources Commission, Thiess Bros P/L & John Holland P/L | Upper storage for Wivenhoe pumped storage hydro scheme | Wivenhoe Pumped Storage | 500 | 111.5 | n/a | n/a | 0
65 | 1491 | TARONG COOLING WATER |  | 1980 |  | Off Stream | KINGAROY | QLD | TE |  | ie | R/S | 25 | 700 | 712 | 3000 | 380 | S | [5 empty] | 6 | L | Tarong Energy Corporation | MacDonald Wagner & Priddle | Thiess Bros Pty Ltd | Supply for thermal power station
66 |  | BLAIR ATHOL ENVIRONMENT DAM |  | 1982 |  | Bath Ck | BLAIR ATHOL | QLD | ER |  | ie | R/S | 15 | 500 | 102 | 4000 | 1500 | Q | [5 empty] | 11 | L | Blair Athol Coal Pty Ltd | Coffey and Partners & CMPS | Unknown
67 |  | BLAIR ATHOL WEST |  | 1982 |  | Washpool Ck | BLAIR ATHOL | QLD | ER |  | ie | R/S | 16 | 250 | 171 | 2800 | 510 | C | S |  |  |  |  | 35 | L | Blair Athol Coal Pty Ltd | Coffey and Partners & CMPS | Unknown |  |  | n/a | n/a | n/a | n/a | 10
68 | 227 | BOONDOOMA |  | 1982 |  | Boyne | PROSTON | QLD | ER |  | fc | R | 63 | 455 | 944 | 204200 | 18150 | S | I |  |  |  | 4200 | 13420 | L | SunWater | Water Resources Commission | Citra Constructions Ltd & White Industries Pty Ltd | Supply for thermal power station |  | n/a | n/a | 33 | n/a | 10
69 | 242 | CANIA |  | 1982 |  | Three Moon Ck | MONTO | QLD | ER |  | ie | R | 54 | 340 | 727 | 88500 | 7600 | I |  |  |  |  | 280 | 3200 | L | SunWater | Water Resources Commission & SMEC | Water Resources Commission |  |  | n/a | n/a | 23 | n/a | 10
70 | 366 | THERESA CREEK |  | 1982 |  | Theresa Ck | CLERMONT | QLD | PG | TE |  | R | 13 | 615 | 60 | 9200 | 2500 | S |  |  |  |  | 760 | 6400 | L | Isaac Regional Council | Munro Johnson and Associates | Leighton Contractors Pty Ltd
71 | 259 | CRESSBROOK |  | 1983 |  | Cressbrook Ck | TOOWOOMBA | QLD | TE |  | ie | R | 59 | 363 | 1578 | 81840 | 5170 | S |  |  |  |  | 321 | 1140 | L | Toowoomba City Council | Farr, Evratt & Associates | Abigroup Pty Ltd
72 | 211 | AWOONGA |  | 1984 |  | Boyne | GLADSTONE | QLD | ER |  | fc | R | 53 | 858 | 1065 | 777000 | 67800 | S |  |  |  |  | 2230 | 8100 | L | Gladstone Area Water Board | Local Govt Dept & Water Resources Commission | Thiess Contractors Pty Ltd | Incorporates original pg weir constructed in 1976
73 | 244 | CEDAR POCKET |  | 1984 |  | Deep Ck (East) | GYMPIE | QLD | PG | TE |  | R | 20 | 115 | 8 | 730 | 220 | I |  |  |  |  | 17.4 | 1100 | L | SunWater (To be transferred to SEQWater by 1 July 2008) | John Wilson and Partners | Qld Concrete & General Construction Co Pty Ltd | Volume includes 6.3 pg, 1.7 te |  | n/a | n/a | included with Borumba dam | n/a | 10
74 | 256 | COPPERFIELD RIVER GORGE |  | 1984 |  | Copperfield | KIDSTON | QLD | PG |  |  | R | 38 | 320 | 157 | 20600 | 1900 | S |  |  |  |  | 1272 | 8500 | L | Kidston Gold Mines Ltd | Gutteridge, Haskins & Davey Pty Ltd | Hornibrook Constructions | Roller compacted concrete. Supply for gold mine
75 | 309 | LENTHALLS |  | 1984 |  | Burrum | HERVEY BAY | QLD | TE | ER | ie | R/S | 32 | 445 | 334 | 28400 | 7000 | S | R |  |  |  | 511 | 2500 | L | Hervey Bay-Woocoo Water Supply Board | Gutteridge, Haskins & Davey Pty Ltd | Q H & M Birt Pty Ltd | Formerly Burrum No 3. Includes 12 bc, 261 te, 61 er.
76 | 377 | WIVENHOE |  | 1985 |  | Brisbane | FERNVALE | QLD | ER |  | ie | R/S | 59 | 2300 | 4140 | 1165000 | 108000 | S | C | H | R | R | 7020 | 12000 | V | SEQ Water | Water Resources Commission | Wivenhoe Constructions | Lower reservoir for pumped storage hydro scheme |  | n/a | n/a | n/a | 1450 | 50
77 | 933 | WUJAL WUJAL COMMUNITY - DAM NO. 2 |  | 1985 |  | Palmer | WUJAL WUJAL | QLD | TE |  |  |  | 24 | 110 |  | 560 | 100 | S |  |  |  |  | 17.2 |  |  | Wujal Wujal Community Council
78 | 2 | PALMER RIVER MINE |  | 1986 |  | Palmer | CAIRNS | QLD | ER |  | ie | R | 25 | 135 | 68 | 500 |  | S | [5 empty] | 200 | L | C L Mine Management | Coffey and Partners | Leighton Contractors Pty Ltd
79 | 217 | BILL GUNN | Lake Dyer | 1987 |  | Off Stream | LAIDLEY | QLD | TE |  | ie | R/S | 18 | 1160 | 722 | 6940 | 1000 | I | R |  |  |  | 3.3 | 5 | L | SunWater (To be transferred to SEQWater by 1 July 2008) | Munro Johnson and Associates | Allan Fitzgerald Pty Ltd | Off stream storage supplied from Laidley Creek |  | n/a | n/a | 21 | n/a | 10
80 | 233 | BUCCA WEIR |  | 1987 |  | Kolan | NTH KOLAN | QLD | PG | TE | he | R/S | 12.5 | 224 | 50 | 11800 | 2500 | I | [6 empty] | L | SunWater | Gutteridge, Haskins & Davey Pty Ltd | G Abignano Pty Ltd | Roller compacted concrete with earthfill abutments 29 bc, 21 te |  | n/a | n/a | included with Fred Haig dam | n/a | 10
81 | 236 | BURDEKIN FALLS | Lake Dalrymple | 1987 |  | Burdekin | RAVENSWOOD | QLD | PG |  |  | R | 55 | 876 | 646 | 1860000 | 220000 | I |  |  |  |  | 114220 | 64600 | L | SunWater | Water Resources Commission | Leighton Contractors Pty Ltd |  |  | n/a | n/a | 458 | n/a | 50
82 | 250 | CLAUDE WHARTON WEIR |  | 1987 |  | Burnett | GAYNDAH | QLD | PG | TE | im | R/S | 12 | 218 | 16 | 12800 | 3750 | I |  |  |  |  | 23490 |  | V | SunWater | Munro Johnson & Assoc. (Orig),Water Resources Comm. (Raising) | Thiess Contractors Pty Ltd (Orig), Water Resources Comm. (Raising) | Inflatable rubber dam added in 1992 |  | n/a | n/a | included with Wuruma Dam | n/a | 0
83 | 681 | GYRANDA WEIR |  | 1987 |  | Dawson | CRACOW | QLD | TE |  | im | S | 12 | 140 | 66 | 16400 | 3780 | I | [6 empty] | L | SunWater | Cameron McNamara Pty Ltd | Costain, Pearson & Bridge | Multiple row sheet piling. Volume includes 6 te in anabranch & 2 pg |  | n/a | n/a | 27 | n/a | 0
84 | 521 | LAKE MITCHELL DAM |  | 1987 |  | Mitchell | CAIRNS | QLD | TE |  |  |  | 16.5 | 530 |  | 190000 | 32900 | I |  |  |  |  | 321 |  |  | Southedge Daintree Pastoral Pty Ltd | Hollingsworth Consultants
85 | 321 | MIRANI WEIR |  | 1987 |  | Pioneer | MIRANI | QLD | PG |  |  | R | 13 | 232 | 28 | 4660 | 1510 | I |  |  |  |  | 1191 |  | V | SunWater | Water Resources Commission | Thiess Watkins (Civil) Pty Ltd | Diverts water to Kinchant Dam. Inflatable rubber dam on spillway. |  | n/a | n/a | included with Kinchant Dam | n/a | 0
86 | 219 | BJELKE-PETERSEN |  | 1988 |  | Barker Ck | MURGON | QLD | ER |  | ie | R | 34 | 560 | 641 | 134900 | 22500 | I |  |  |  |  | 167 | 3660 | L | SunWater | Water Resources Commission | White Industries Pty Ltd |  |  | n/a | n/a | 90 | n/a | 50
87 | 746 | MT LEYSHON WATER SUPPLY |  | 1988 |  | Unnamed | CHARTERS TOWERS | QLD | ER |  | ie | R | 27 | 435 |  | 1250 | 130 | S | [6 empty] | L | Mt Leyshon Gold Mines Ltd | Aust Groundwater Consult. P/L(Orig), Coffey & Partners Int'l(Raising) | Thiess Contractors Pty Ltd (Orig), Eltin Open Pit Ops P/L (Raising) | Raised in 1993
88 | 766 | NEWLANDS COAL MINE - CERITO CREEK |  | 1988 |  | Cerito Creek | GLENDEN | QLD | TE |  |  |  | 15.6 | 326 |  | 400 |  | C | [7 empty] | Newlands Coal Company Pty Ltd
89 | 214 | BAROON POCKET |  | 1989 |  | Obi Obi Ck | MALENY | QLD | TE | ER | ie | R/S | 58 | 370 | 716 | 61000 | 3820 | S |  |  |  |  | 67 | 1013 | L | Caloundra/Maroochy Water Supply Board (To be transferred to SEQWater by 1 July 2008) | John Wilson and Partners | MacMahon Constructions
90 | 904 | KELLY'S DAM |  | 1990 |  | Black Cow Creek | INGHAM | QLD | ER |  |  |  | 10.9 | 290 |  | 1025 | 350 | S |  |  |  |  | 4 |  |  | D. Sheahan | Ralan Services
91 | 709 | LOGGY CREEK DAM |  | 1990 |  | Loggy Ck | THURSDAY IS. | QLD | ER |  | ie | R | 18 | 335 | 280 | 2400 | 340 | S |  |  |  |  | 2.3 |  | L | Torres Shire Council | Water Resources Commission | Water Resources Commission
92 | 340 | PETER FAUST |  | 1990 |  | Proserpine | PROSERPINE | QLD | ER |  | ie | R | 51 | 535 | 1570 | 491400 | 43250 | I | C | S | R | R | 270 | 1670 | L | SunWater | Water Resources Commission | Thiess Contractors Pty Ltd |  |  | n/a | n/a | 113 | n/a | 50
93 | 850 | STANWELL WATER SUPPLY |  | 1990 |  | Unnamed | ROCKHAMPTON | QLD | ER |  | ie | R | 29 | 179 | 192 | 1940 | 290 | S |  |  |  |  | 2.8 |  | L | Stanwell Corporation | Blain Johnson Pty Ltd | Grahame Allen Earthmoving Pty Ltd | Supply for thermal power station. Volume includes 31 er in saddle dam 157m long 14m high
94 | 225 | BOGGABILLA WEIR |  | 1991 |  | Macintyre | BOGGABILLA | NSW | TE | PG | ie | R/S | 16 | 435 | 214 | 5850 | 1550 | I | [6 empty] | V | Dumaresq-Barwon Border Rivers Commission | NSW Public Works Dept | Leighton Contractors Pty Ltd & Morton Engineering Co Pty Ltd | 210 (te), 4 (bc) |  | n/a | n/a | part of the NSW figures | n/a | 0
95 | 557 | BURTON GORGE |  | 1992 |  | Isaac | GOONYELLA | QLD | PG |  |  | R | 18.2 | 285 |  | 19300 | 5520 | S | [5 empty] | 2120 | L | White Mining Ltd | Ullman and Nolan Pty Ltd | White Constructions Pty Ltd
96 | 249 | CLARENDON |  | 1992 |  | Off Stream | GATTON | QLD | TE | ER | ie | S | 13.1 | 4300 | 1400 | 24300 | 3390 | I |  |  |  |  | 34 | 62 | L | SunWater (To be transferred to SEQWater by 1 July 2008) | Water Resources Commission | Grahame Allen Earthmoving Pty Ltd | Founded 16m below bed level of existing lake |  | n/a | n/a | 87 | n/a | 10
97 | 586 | KERALE |  | 1992 | Hazardous Waste | Unnamed | COLLINSVILLE | QLD | TE | ER | ie | R | 14 | 675 | 167 | 1200 | 220 | Q | [6 empty] | L | Collinsville Coal Co Pty Ltd | Blain Johnson Pty Ltd | G R & S A Callander
98 | 527 | KROOMBIT |  | 1992 |  | Kroombit Ck | BILOELA | QLD | TE | PG | ie | R | 23.5 | 900 | 372 | 14600 | 2890 | I |  |  |  |  | 336 | 6270 | L | SunWater | Water Resources Commission | Leighton Contractors Pty Ltd | Roller compacted concrete spillway. Volume includes 259 te, 22 er, 91 bc |  | n/a | n/a | included with Callide dam | n/a | 10
99 | 384 | CHINAMAN CREEK |  | 1993 |  | Chinaman Ck | CLONCURRY | QLD | PG |  |  | R | 13.7 | 90 | 11 | 2750 | 1250 | S |  |  |  |  | 166 | 2040 | L | Cloncurry Shire Council | McIntyre and Associates Pty Ltd | A & P Civil Constructions Pty Ltd | Saddle dam 2115m long, 7m high, 119 te
100 | 1887 | DUMBLETON WEIR |  | 1993 |  | Pioneer | PLEYSTOWE | QLD | PG |  |  | R | 15 | 217 | 10 | 8780 | 1510 | S |  |  |  |  | 1385 |  | V | SunWater | Mackay City Council (Orig), Water Resources Commission (Raising) | Mackay City Council (Orig), Hewson Douglas Pty Ltd (Raising) | Original pg weir built on natural rock bar in 1982. Raised in 1993, rubber dam fitted in 1998. |  | n/a | n/a | n/a | n/a | 0
101 | 654 | GAP CREEK |  | 1993 |  | Unnamed | CHARTERS TOWERS | QLD | TE |  | ie | R | 13.9 | 320 |  | 3564 | 920 | S | [6 empty] | L | Mt Leyshon Gold Mines Ltd | Coffey Partners International Pty Ltd | Thiess Contractors Pty Ltd
102 | 530 | BELMORE CREEK |  | 1994 |  | Belmore Ck | CROYDON | QLD | TE | ER | ie | R | 15 | 300 | 167 | 5200 | 1120 | S |  |  |  |  | 16.6 | 886 | L | Croydon Shire Council | Gutteridge, Haskins & Davey Pty Ltd | Q Birt Pty Ltd
103 | 1198 | WILD RIVER |  | 1994 |  | Wild | HERBERTON | QLD | TE |  | ie | R/S | 16 | 230 | 42 | 260 | 50 | S |  |  |  |  | 5.3 | 270 | L | Tablelands Regional Council | Gutteridge, Haskins & Davey Pty Ltd | Beckhaus Civil Pty Ltd
104 | 1211 | HEWITT PROPERTY DAM |  | 1995 |  | Condamine | DALBY | QLD | TE |  | h |  | 10.6 | 2200 |  | 1300 |  | I | [7 empty] | GJ & TS Hewitt | Sinclair Knight Merz
105 | 874 | TEEMBURRA |  | 1996 |  | Teemburra Ck | PINNACLE | QLD | ER |  | fc | R | 56 | 350 | 552 | 147500 | 11070 | I | S |  |  |  | 87 | 950 | L | SunWater | Water Resources Commission | Thiess Contractors Pty Ltd | Volume includes 540 er,12 bc. 2 saddle dams 360 te, 1 bc |  | n/a | n/a | 150 | n/a | 50
106 | 1128 | HEGETO DAM |  | 1998 |  | Not on a Watercourse | MONTO | QLD | TE |  | h |  | 13 | 380 |  | 1000 | 190 | I |  |  |  |  | 13 |  |  | HA & ME Netz | GJ Ross & Sons
107 | 1826 | KELLY'S STORAGE |  | 1998 |  | Not on a Watercourse | YEPPOON | QLD |  |  | I |  | 18.9 | 168 |  | 1237 | 180 | S |  |  |  |  | 0.6 |  |  | Rockhampton Regional Council | Kinhill Pty Ltd
108 | 1839 | MOUNT MORGAN WATER SUPPLY - Raised No.7 dam |  | 1998 |  | Dee | MOUNT MORGAN | QLD | PG |  |  |  | 15.9 | 464 |  | 2926 |  | S | [7 empty] | Rockhampton Regional Council | McIntyre and Associates Pty Ltd
109 | 1888 | NED CHURCHWARD WEIR |  | 1998 |  | Burnett | WALLAVILLE | QLD | PG |  |  | R | 16 | 280 | 32 | 29500 | 6380 | I | [6 empty] | L | SunWater | Water Resources Commission | Thiess Contractors Pty Ltd |  |  | n/a | n/a | included with Boondooma Dam | n/a | 0
110 | 1904 | Dam Dave |  | 1999 |  | Not on a Watercourse | PROSERPINE | QLD | TE |  | I |  | 10.5 | 1180 |  | 1360 | 500 | I |  |  |  |  | 1.67 |  |  | DN & EA Pratt | MH Palmer Consulting Engineers
111 | 1845 | MELVILLE PROPERTY IRRIGATION |  | 1999 |  | Not on a Watercourse | BUNDABERG | QLD | TE |  |  |  | 6.4 | 240 |  | 830 |  | I |  |  |  |  | 0.66 |  |  | PL & DK Melville | Leddy Sergiacomi & Associates
112 | 1804 | MINGGUDJANDJAMBA BANBARRIBARRA |  | 1999 |  | Francis | PALM ISLAND | QLD | ER |  | fc | R | 23.8 | 386 | 288 | 660 | 70 | S |  |  |  |  | 1.28 | 60 | L | Palm Island Aboriginal Council | Department of Natural Resources | JJ McDonald & Sons Engineering Pty Ltd
113 | 1341 | SMIGGENS HOLE |  | 1999 |  | Humbolt Creek | ROLLESTON | QLD | TE |  | h |  | 6.8 | 570 |  | 1100 | 200 | I |  |  |  |  | 20 |  |  | RH Perrett
114 | 1230 | "BOTTLE TREE FEEDLOT" PROPERTY DAM |  | 2001 |  | Condamine | CHINCILLA | QLD | TE |  | h |  | 9.5 | 1270 |  | 2600 | 2630 | I | [7 empty] | Stanbroke Pastoral Co. Pty Ltd | Coffey & Partners
115 | 563 | CALLIDE COAL - DUNN CK EAST |  | 2001 |  |  | BILOELA | QLD |  |  |  |  | 11 | 260 |  | 250 | [9 empty] | Callide Coalfields Pty Ltd | Water Solutions Pty Ltd
116 |  | EMU CREEK MINE - UPPER BACK CREEK |  | 2001 |  | Back Creek | - | QLD | ER |  |  |  | 32.3 |  |  | 2150 | [9 empty] | Curtain Bros Mining Pty Ltd | GHD
117 | 822 | RED DOME MINE - RAW WATER |  | 2001 |  | Opera Creek | MUNGANA | QLD | ER |  | I |  | 12 | 205 |  | 1350 |  | S | [7 empty] | Nuigini Mining (Aust) Pty Ltd
118 | 556 | TEVIOT CREEK |  | 2001 |  | Teviot Creek | GLENDEN | QLD | TE |  |  |  | 28 | 129 |  | 26000 |  | S | [7 empty] | Burton Coal Pty Ltd
119 | 1997 | PARADISE |  | 2005 |  | Burnett River | MUNDUBERRA | QLD | PG |  |  | R | 37 |  |  | 300000 | 30000 | I |  |  |  |  | 33000 |  |  | SunWater
120 |  | WYARALONG |  | 2011 |  | Teviot Creek | BEAUDESERT | QLD | PG |  |  | R | 48 | 490 | 218300 | 103000 | 12300 | S | [7 empty] | Queensland Water Infrastructure | Hydro Tas, SMEC and Rizzo and Associates | MacMahon Constructions | RCC dam with 172300 RCC and 46000 CVC
[31 empty] | 642.2 | 769.5 | 3239 | 2023 | 750

## TAS
| NAME OF DAM | NAME OF RESERVOIR | YEAR | SPECIAL | RIVER |  | CITY | STATE | DAM | DAM | SEAL | FDT | HEIGHT | LENGTH | DAM VOL | RES | SURF | PURPOSE |  |  |  | CATCH | SPILL | Spillway | TYPE | OWNER | ENGINEER | CONSTRUCTOR | SPECIAL FOOTNOTES 1 | POWER STATION | CAPACITY | AVERAGE | IRRIG'N | FLOOD | PEOPLE
TASMANIA |  |  |  | FEATURES |  |  |  |  | TYPE | TYPE | ELEMENT |  |  |  |  | VOLUME | AREA |  |  |  |  | MENT | CAP | Safety Q | [5 empty] | NAME |  | OUTPUT | AREA | STORAGE | MOVED | Notes
[9 empty] | 1 | 2 |  |  | m | m | 103m3 | 103m3 | 103m2 | 1 | 2 | 3 | 4 | km2 | m3/s | m3/s | [6 empty] | MW | GWh | km2 | (hm)3 | No.
1 | LOWER RESERVOIR |  | 1867 |  | Sandy Bay Rivulet | RIVULET | HOBART | TAS | TE |  | he | S | 18 | 104 | 65 | 213 | 40 | S |  |  | Off Stream | 5 | 25 |  | L | Hobart Water | Hobart City Council | Hobart City Council | Re-constructed in 1895 following a serious leakage incident 1963.
2 | UPPER RESERVOIR |  | 1888 |  | Sandy Bay Rivulet | RIVULET | HOBART | TAS | TE |  | he | S | 18 | 204 | 90 | 292 | 50 | S |  |  | Off Stream | 4 | 15 |  | L | Hobart Water | Hobart City Council | Hobart City Council
3 | TOLOSA |  | 1890 |  | Humphreys Rivulet | RIVULET | GLENORCHY | TAS | ER |  | ie | R | 20 | 200 | 190 | 414 | 60 | S |  |  | Off Stream | 2 | 20 |  | L | Hobart Water | Glenorchy Council | ??? | Raised in 1915 and 1922. A major refurbishment is currently (2008) in the planning stage.
4 | FROME |  | 1908 |  | Frome |  | LAUNCESTON | TAS | ER |  | fc | R | 18 | 183 | 25 | 1820 | 900 | H | S |  |  | 17 | 80 |  | L | Moorina Hydro Pty Ltd | Ryan & Debenham | Pioneer Tin Mining Co. | Water was initially also used for mining operations. | Moorina | 1 | 4 |  |  |  | The power station was closed in 2008.
5 | LAKE MARGARET |  | 1918 |  | Yolande |  | QUEENSTOWN | TAS | PG |  | c | R | 17 | 243 | 6 | 15374 | 1583 | H |  |  |  | 21 | 29 | 29 | L | Hydro Electric Corporation TAS | Huntley Clark | Mt Lyell Mining & Railway Co | Post tensioned in 1974 to improve stability. Upgrade design and construction by Hydro-Electric Comm. | Lake Margaret | 8 | 48 |  |  |  | The power station was closed in 2007 pending refurbishment.
6 | RIDGEWAY |  | 1918 |  | Vincents Creek |  | HOBART | TAS | VA |  | c | R | 59 | 222 | 28 | 943 | 63 | S |  |  | Off Stream | 0.8 | - |  | - | Hobart Water | Hobart City Council | Cornwell & Co & Hobart City Council | The dam was post tensioned in 1961 to improve stability.
7 | LIMEKILN GULLY |  | 1924 |  | Humphreys Rivulet | RIVULET | HOBART | TAS | TE |  | he | R/S | 27 | 165 | 130 | 366 | 35 | S |  |  |  | 1.05 | 11 |  | L | Hobart Water | H. Hutchesson | Armstrong-Whitworth Pty Ltd
8 | CASCADE |  | 1936 |  | Cascade |  | LAUNCESTON | TAS | ER |  | fc | R | 27 | 130 | 42 | 3600 | 470 | I | S |  |  | 34 | 368 |  | L | Rivers & Water Supply Commission | Donohue & Carter | J. & T. Gunn | Replaced the Briseis Dam which failed during the April 1929 flood with the loss of 14 lives. Now supplies water to the Winnaleah Irrigation District. |  |  |  | 13.5
9 | CLARK | Lake King William | 1949 |  | Derwent |  | QUEENSTOWN | TAS | VA |  | c | R | 67 | 378 | 159 | 539340 | 41450 | H |  |  |  | 575 | 687 | 700 | V | Hydro Electric Corporation TAS | Hydro Electric Commission TAS | Hydro Electric Commission TAS | Raised 6m by prestressed cantilever wall in 1966. Head storage for the Derwent River Power Stations. | Butlers Gorge & Tarraleah | 106 | 684
10 | E Z RISDON |  | 1951 |  | Offstream |  | HOBART | TAS | ER |  |  |  | 17 | 161 | 65 | 90 | 20 | S |  |  | Off Stream |  | - |  | - | Pasminco | Electrolytic Zinc Co | Electrolytic Zinc Co | Reservoir currently kept empty.
11 | LAKE AUGUSTA |  | 1953 |  | Ouse |  | LAUNCESTON | TAS | ER |  | ie | S | 13 | 970 | 106 | 23450 | 11290 | H |  |  |  | 220 | 830 | 3020 | L | Hydro Electric Corporation TAS | Hydro Electric Commission TAS | Hydro Electric Commission TAS | Water diverted to Great Lake for power production via the Poatina Power Station.
12 | PINE TIER | Pine Tier Lagoon | 1953 |  | Nive |  | QUEENSTOWN | TAS | PG |  | c | R | 40 | 195 | 77 | 7420 | 830 | H |  |  |  | 736 | 2432 | 2790 | L | Hydro Electric Corporation TAS | Hydro Electric Commission TAS | Hydro Electric Commission TAS | Diverts water to Bronte Lagoon via a flume and canal.
13 | BRONTE | Bronte Lagoon | 1953 |  | Woodwards Creek |  | QUEENSTOWN | TAS | ER |  | ie | R/S | 10 | 311 | 27 | 19210 | 5620 | H |  |  |  | 17 | 53 | 123 | L | Hydro Electric Corporation TAS | Hydro Electric Commission TAS | Hydro Electric Commission TAS | The first of a series of ponds connected by a canal to Tungatinah Lagoon, the head pond for the Tungatinah Power Station.
14 | BRADYS | Bradys Lake | 1953 |  | Brady's Creek |  | QUEENSTOWN | TAS | ER |  | ie | R/S | 20 | 805 | 292 | 71120 | 6290 | H |  |  |  | 23 | 62 | 204 | L | Hydro Electric Corporation TAS | Hydro Electric Commission TAS | Hydro Electric Commission TAS | The second of a series of ponds connected by a canal to Tungatinah Lagoon, the head pond for the Tungatinah Power Station.
15 | LAKE BINNEY |  | 1953 |  | Big Marsh Creek |  | QUEENSTOWN | TAS | ER |  | ie | R/S | 10 | 1262 | 192 | 26420 | 4090 | H |  |  |  | 52 | - | - | # | Hydro Electric Corporation TAS | Hydro Electric Commission TAS | Hydro Electric Commission TAS | The third of a series of ponds connected by a canal to Tungatinah Lagoon, the head pond for the Tungatinah Power Station. # Spills via a canal system. | Tungatinah | 130 | 579
16 | TREVALLYN |  | 1955 |  | South Esk |  | LAUNCESTON | TAS | PG |  | c | R | 33 | 177 | 61 | 12330 | 1480 | H |  |  |  | 8986 | 8500 | 10500 | L | Hydro Electric Corporation TAS | Hydro Electric Commission TAS | Hydro Electric Commission TAS | Also receives water from Great Lake via the Poatina Power Station. | Trevallyn | 84 | 492
17 | UPPER GRASSY |  | 1956 |  | Grassy |  | CURRIE | TAS | TE |  | ie | R | 16 | 59 | 30 | 280 | 40 | S |  |  |  | 20 | 26 |  | L | King Island Council | D I McLelland | Roche Brothers | Water supply for abandoned mining operation. Further mining operations being evaluated in 2008.
18 | LAKE ECHO |  | 1956 |  | Dee |  | QUEENSTOWN | TAS | TE |  | ie | R/S | 19 | 305 | 160 | 725490 | 40690 | H |  |  |  | 100 | 92 | 64 | V | Hydro Electric Corporation TAS | Hydro Electric Commission TAS | Hydro Electric Commission TAS | Diverts water via the Lake Echo Power Station to Dee Lagoon. | Lake Echo | 33 | 84
19 | DEE | Dee Lagoon | 1956 |  | Dee |  | QUEENSTOWN | TAS | TE |  | ie | R/S | 15 | 274 | 93 | 41920 | 6290 | H |  |  |  | 237 | 195 | 185 | L | Hydro Electric Corporation TAS | Hydro Electric Commission TAS | Hydro Electric Commission TAS | Receives water from the Lake Echo Power Station and diverts it to Bradys Lake for use at the Tungatinah Power Station.
20 | WAYATINAH | Wayatinah Lagoon | 1956 |  | Derwent |  | QUEENSTOWN | TAS | ER |  | ie | R/S | 24 | 549 | 125 | 8860 | 2410 | H |  |  |  | 2112 | 3115 | 3260 | L | Hydro Electric Corporation TAS | Hydro Electric Commission TAS | Hydro Electric Commission TAS | Receives water from the Nive River via the Liapootah Power Station, | Wayatinah | 46 | 258
21 | LAUGHING JACK | Laughing Jack Lagoon | 1957 |  | Powers Rivulet |  | QUEENSTOWN | TAS | ER |  | ie | R/S | 17 | 170 | 68 | 24780 | 3410 | H |  |  |  | 30 | 28 | 19 | L | Hydro Electric Corporation TAS | Hydro Electric Commission TAS | Hydro Electric Commission TAS | The dam has an internal flow through spillway arrangement over a concrete capped core. Water diverted via Bronte Lagoon to Tungatinah Power Station.
22 | KNIGHTS CREEK |  | 1958 |  | Knight's Creek |  | HOBART | TAS | ER |  | fc | R | 36 | 198 | 193 | 545 | 63 | S |  |  |  | 8 | 18 |  | L | Hobart Water | Fowler & England | Hillier & Regan | Water supply reservoir, back in service after water quality problem in the catchment area.
23 | LIAPOOTAH |  | 1960 |  | Nive |  | QUEENSTOWN | TAS | PG |  | c | R | 40 | 110 | 37 | 1880 | 210 | H |  |  |  | 1227 | 2405 | 2085 | V | Hydro Electric Corporation TAS | Hydro Electric Commission TAS | Hydro Electric Commission TAS | Receives water from the Tungatinah and Tarraleah Power Stations. | Liapootah | 87 | 440
24 | TALBOTS |  | 1960 |  | Wey |  | BURNIE | TAS | ER |  | ie | S | 10 | 270 |  | 5455 | 2709 | S |  |  |  | 19 | 16 |  | L | Associated Forest Holdings | D. R. Dickenson | Associated Forest Holdings
25 | RESERVOIR CREEK |  | 1961 |  | Reservoir Creek |  | QUEENSTOWN | TAS | TE |  |  |  | 15 | 80 | 30 | 112 | 20 | S |  |  |  | 1 | 6 |  | L | West Coast Council | R. M. Foster & Associates
26 | CATAGUNYA |  | 1962 |  | Derwent |  | HOBART | TAS | PG |  | c | R | 49 | 282 | 92 | 25640 | 2190 | H |  |  |  | 2713 | 3594 | 3400 | L | Hydro Electric Corporation TAS | Hydro Electric Commission TAS | Hydro Electric Commission TAS | Prestressed concrete gravity dam. Upgrade being designed in 2008. Receives water from Wayatinah. | Catagunya | 50 | 237
27 | PET RIVER |  | 1962 |  | Pet |  | BURNIE | TAS | TE |  | he | S | 17 | 360 | 110 | 4230 | 1420 | S |  |  |  | 16 | 24 |  | L | Municipality of Burnie | Garlick Stewart | Associated Forest Holdings | Raised in 1966.
28 | RILEYS CREEK |  | 1962 |  | Rileys Creek |  | HOBART | TAS | ER |  | fc | R/S | 15 | 305 | 15 | 1070 | 235 | I | S |  |  | 24 | 226 |  | L | Rivers & Water Supply Commission | Hydro Electric Commission TAS | T M Lipscombe Pty Ltd & J Tate | The storage serves the irrigation needs of the Geeveston district.
29 | FLAGSTAFF |  | 1962 |  | Kangaroo Rivulet |  | HOBART | TAS | ER | TE |  |  | 15 | 169 | 46 | 277 | 50 | S |  |  | Off Stream | 1 | 11 |  | L | Hobart Water | Gutteridge, Haskins & Davey | Road & Civil Works Pty Ltd | The dam had a piping incident.
30 | COMPANION |  | 1964 |  | Companion |  | BURNIE | TAS | ER |  | ie | S | 13 | 211 |  | 1364 | 350 | S |  |  |  | 16 | 21 |  | L | Associated Forest Holdings | D R Dickenson | Associated Forest Holdings | Water supply for paper mill.
31 | ARTHURS LAKE |  | 1965 |  | Lake |  | LAUNCESTON | TAS | ER |  | 1e | R/S | 17 | 482 | 113 | 511390 | 64590 | H |  |  |  | 259 | 43 |  | L,V | Hydro Electric Corporation TAS | Hydro Electric Commission TAS | Hydro Electric Commission TAS | Water diverted to Great Lake for power production at Poatina Power Station. Uncontrolled spillway plus syphons over the dam crest. | Tods Corner | 2 | 8
32 | STANTON |  | 1965 |  | Trib. Allen's Rivulet |  | HOBART | TAS | TE |  | ie | S | 16 | 100 |  | 130 | 54 | I |  |  |  | 1 | 5 |  | L | Reid Terrey | Rivers & Water Supply Commission | R. E. Stanton | The storage serves the irrigation needs of the Margate district.
33 | MEADOWBANK |  | 1966 |  | Derwent |  | HOBART | TAS | CB | ER | fc | R | 43 | 265 | 86 | 59650 | 6200 | H |  |  |  | 6561 | 5239 | 5239 | V | Hydro Electric Corporation TAS | Hydro Electric Commission TAS | Hydro Electric Commission TAS | The dam has a CFRD embankment on the right bank. | Meadowbank | 42 | 187
34 | CLUNY | Cluny Lagoon | 1967 |  | Derwent |  | HOBART | TAS | PG |  | c | R | 30 | 204 | 28 | 4880 | 800 | H |  |  |  | 2971 | 4248 | 5466 | L | Hydro Electric Corporation TAS | Hydro Electric Commission TAS | Hydro Electric Commission TAS | Prestressed concrete spillway section. | Cluny | 19 | 90
35 | MIENA ROCKFILL | Great Lake | 1967 |  | Shannon |  | LAUNCESTON | TAS | ER |  | ie | R/S | 28 | 1136 | 481 | 3156640 | 176120 | H |  |  |  | 399 | 58 | 58 | V | Hydro Electric Corporation TAS | Hydro Electric Commission TAS | Roche Bros (TAS) Pty Ltd | Replaces old dam, new dam raised in 1982. Diverts flow to the Poatina Power Station. | Poatina | 313 | 1255 | 35
36 | ROWALLAN |  | 1967 |  | Mersey |  | DEVONPORT | TAS | ER |  | ie | R/S | 43 | 579 | 497 | 130490 | 8860 | H |  |  |  | 345 | 665 | 1134 | L | Hydro Electric Corporation TAS | Hydro Electric Commission TAS | Hydro Electric Commission TAS | Head storage for the Mersey - Forth Power Development | Rowallan | 11 | 45
39 | RISDON BROOK |  | 1967 |  | Risdon Brook |  | HOBART | TAS | ER |  | fc | R | 36 | 214 | 230 | 3580 | 3120 | S |  |  | Off Stream | 12 | 60 |  | L | Hobart Water | Gutteridge, Haskins & Davey | Davis Contractors
37 | PARANGANA |  | 1968 |  | Mersey |  | DEVONPORT | TAS | ER |  | ie | R/S | 53 | 189 | 382 | 14820 | 1140 | H |  |  |  | 715 | 2093 | 2684 | L | Hydro Electric Corporation TAS | Hydro Electric Commission TAS | Hydro Electric Commission TAS | Riparian flow is used in a mini hydro power plant. | Lemonthyme | 54 | 313
38 | REPULSE |  | 1968 |  | Derwent |  | HOBART | TAS | VA | TE |  | R/S | 42 | 433 | 71 | 15900 | 1530 | H |  |  |  | 2820 | 3964 | 3964 | L | Hydro Electric Corporation TAS | Hydro Electric Commission TAS | Hydro Electric Commission TAS | Composite dam: arch dam with gravity abutments and a decked rockfill embankment on the right bank. | Repulse | 29 | 153
40 | DEVILS GATE | Lake Barrington | 1969 |  | Forth |  | DEVONPORT | TAS | VA |  | c | R | 84 | 134 | 31 | 179940 | 6650 | H |  |  |  | 742 | 2040 | 3150 | L | Hydro Electric Corporation TAS | Hydro Electric Commission TAS | Hydro Electric C ommission TAS | Spillway upgrade completed in 2003. | Devils Gate | 63 | 314
41 | WILMOT | Lake Gairdner | 1970 |  | Wilmot |  | DEVONPORT | TAS | ER |  | fc | R | 34 | 138 | 122 | 8820 | 970 | H |  |  |  | 158 | 1104 | 1520 | L | Hydro Electric Commission TAS | Hydro Electric Commission TAS | Hydro Electric Commission TAS |  | Wilmot | 32 | 137
42 | CETHANA |  | 1971 |  | Forth |  | DEVONPORT | TAS | ER |  | fc | R/S | 113 | 213 | 1407 | 112210 | 4140 | H |  |  |  | 610 | 1980 |  | L | Hydro Electric Corporation TAS | Hydro Electric Commission TAS | Hydro Electric Commission TAS | Spillway upgrade completed in 2003. | Cethana | 100 | 434
43 | MONARCH |  | 1971 |  | Little Boobyala |  | LAUNCESTON | TAS | TE |  | he | S | 14 | 335 |  | 4550 | 443 | S |  |  |  | 24 | 76 |  | L | BMI Mining Pty Ltd | R. M. Foster and Associates | BMI Mining Pty Ltd | Water supply dam for mining operations. The dam was raised by 2m in 1973. It is also called the 'Clarence Dam'.
44 | PALOONA |  | 1971 |  | Forth |  | DEVONPORT | TAS | ER |  | fc | R | 43 | 171 | 155 | 19110 | 1780 | H |  |  |  | 759 | 2040 | 2347 | L | Hydro Electric Corporation TAS | Hydro Electric Commission TAS | Hydro Electric Commission TAS | Spillway upgrade completed in 2003. | Paloona | 30 | 151
45 | SERPENTINE | Lake Pedder | 1971 |  | Serpentine |  | QUEENSTOWN | TAS | ER |  | fc | R/S | 38 | 134 | 127 | 2937930 | 241330 | H |  |  |  | 734 | 242 | 248 | V | Hydro Electric Corporation TAS | Hydro Electric Commission TAS | Hydro Electric Commission TAS | Combined reservoir with Edgar and Scotts Peak dams.
46 | MACKENZIE |  | 1972 |  | Fisher |  | DEVONPORT | TAS | ER |  | fa | R/S | 14 | 976 | 176 | 20220 | 2960 | H |  |  |  | 75 | 515 | 550 | L | Hydro Electric Corporation TAS | Hydro Electric Commission TAS | Hydro Electric Commission TAS |  | Fisher | 46 | 240
47 | EDGAR | Lake Pedder | 1973 |  | Off Stream |  | HOBART | TAS | TE |  | ie | R/S | 17 | 460 | 96 | 2937930 | 241330 | H |  |  |  | 734 | - |  | - | Hydro-Electric Commission TAS | Hydro Electric Commission TAS | Hydro Electric Commission TAS | Saddle dam for Lake Pedder
48 | SCOTTS PEAK | Lake Pedder | 1973 |  | Huon |  | HOBART | TAS | ER |  | fa | R/S | 43 | 1067 | 584 | 2937930 | 241330 | H |  |  |  | 734 | - |  | - | Hydro Electric Corporation TAS | Hydro Electric Commission TAS | Hydro Electric Commission TAS | Lake Pedder water diverted to Lake Gordon via the McPartlan Pass Canal.
49 | GORDON | Lake Gordon | 1974 |  | Gordon |  | QUEENSTOWN | TAS | VA |  | ie | S/R | 140 | 198 | 154 | 12359040 | 278000 | H |  |  |  | 1280 | 175 | 13 | V | Hydro Electric Corporation TAS | Hydro-Electric Commission TAS | Hydro-Electric Commission TAS | Spills via canal to Lake Pedder and Serpentine Dam Outlet Gate. | Gordon | 450 | 1388
50 | SAMUEL |  | 1975 |  | London Lakes Crk |  | QUEENSTOWN | TAS | TE |  | ie | R | 11 | 130 |  | 4600 | 1140 | R |  |  |  | 28 | 23 |  | L | Highland Development Corp | Hydro Electric Commission TAS | C. C. Cunningham & Son | Recreational lake, trout fishing.
51 | CURRIES RIVER |  | 1979 |  | Curries |  | LAUNCESTON | TAS | TE |  | ie | R | 27 | 300 | 209 | 12000 | 1800 | S |  |  |  | 17 | 34 |  | L | Rivers & Water Supply Comm TAS | Gutteridge, Haskins & Davey | Roche Bros. Pty Ltd
52 | MACKINTOSH | Lake Mackintosh | 1981 |  | Mackintosh |  | QUEENSTOWN | TAS | ER |  | fc | R/S | 75 | 465 | 927 | 913690 | 27610 | H |  |  |  | 512 | 1021 | 1255 | L | Hydro Electric Corporation TAS | Hydro-Electric Commission TAS | Hydro-Electric Commission TAS |  | Mackintosh | 81 | 394
53 | TULLABARDINE | Lake Mackintosh | 1981 |  | Tullabardine Crk |  | QUEENSTOWN | TAS | ER |  | fc | R | 25 | 214 | 186 | 913690 | 27610 | H |  |  |  | 512 | - |  | L | Hydro-Electric Commission TAS | Hydro-Electric Commission TAS | Hydro-Electric Commission TAS | Saddle dam for Lake Mackintosh.
54 | MURCHISON |  | 1982 |  | Murchison |  | QUEENSTOWN | TAS | ER |  | fc | R | 93 | 217 | 910 | 96910 | 4080 | H |  |  |  | 750 | 1910 | 2270 | L | Hydro Electric Corporation TAS | Hydro-Electric Commission TAS | Hydro-Electric Commission TAS | Diverts water to the Lake Mackintosh and its Power Station.
55 | GUIDE RIVER |  | 1982 |  | Guide |  | BURNIE | TAS | TE |  | he | S | 15 | 130 | 55 | 1800 | 580 | S |  |  |  | 15 | 30 |  | L | Municipality of Burnie | Municipality of Burnie | Singline Constructions Pty Ltd
56 | BASTYAN | Lake Rosebery | 1983 |  | Pieman |  | QUEENSTOWN | TAS | ER |  | fc | R/S | 75 | 510 | 570 | 123520 | 7440 | H |  |  |  | 1397 | 2806 | 3080 | L | Hydro Electric Corporation TAS | Hydro-Electric Commission TAS | Hydro-Electric Commission TAS |  | Bastyan | 81 | 405
57 | BASTYAN LEVEE | Lake Rosebery | 1983 |  | Off Stream |  | QUEENSTOWN | TAS | TE |  | he | R/S | 14 | 55 | 10 | 123520 | 7440 | H |  |  |  | 1397 | - |  | L | Hydro Electric Corporation TAS | Hydro-Electric Commission TAS | Hydro-Electric Commission TAS | Saddle dam for Lake Rosebery.
58 | BOWDEN No 1 |  | 1984 |  | Weasel Plains Crk |  | BOTHWELL | TAS | TE |  |  | S | 18 | 190 |  | 3300 | 930 | I |  |  |  | 54 | 180 |  | L | R. V. Bowden & Son | Gutteridge Haskins and Davey | R. V. Bowden and Son | The storage serves the irrigation needs along the Clyde River valley north of Bothwell.
59 | FORD |  | 1984 |  | Eastford Creek |  | DEVONPORT | TAS | TE |  | ie | S | 16 | 240 |  | 720 | 110 | I |  |  |  | 6 | 8 |  | L | M. W. Ford & Co. | Consulting Engineers P/L | L. Eyles | The storage serves the irrigation needs in a region north of Latrobe.
60 | HALL No 2 |  | 1984 |  | Meadsfield Crk |  | HOBART | TAS | TE |  | ie | S | 17 | 100 |  | 130 | 20 | I |  |  |  | 8 | 9 |  | L | G. Hall & Sons | G. Hall & Sons | G. Hall & Sons | The storage serves the irrigation needs along the Clyde River valley south of Bothwell.
61 | CRAIGBOURNE |  | 1986 |  | Coal |  | HOBART | TAS | PG |  |  | R | 24 | 247 | 25 | 12500 | 2100 | I |  |  |  | 241 | 2300 |  | L | Rivers & Water Supply Comm. | Gutteridge, Haskins & Davey | Roche Bros. Pty Ltd | RCC dam.The storage supplies irrigation to the South East Irrigation District (Coal River valley). |  |  |  | 19.5
62 | REECE | Lake Pieman | 1986 |  | Pieman |  | QUEENSTOWN | TAS | ER |  | fc | R/S | 122 | 374 | 2742 | 300200 | 22200 | H |  |  |  | 2653 | 4742 | 4740 | L | Hydro Electric Corporation TAS | Hydro-Electric Commission TAS | Hydro-Electric Commission TAS |  | Reece | 238 | 1025
63 | TAYLOR No 3 |  | 1987 |  | Blanchards Creek |  | LAUNCESTON | TAS | TE |  | ie |  | 10 | 300 |  | 4500 | 1500 | I |  |  |  | 106 | 26 |  | L | J.C.W. Taylor | Gutteridge Haskins and Davey | Avoca Transport | The storage serves the irrigation needs along the South Esk River valley west of Avoca.
64 | HENTY |  | 1988 |  | Henty |  | QUEENSTOWN | TAS | PG |  |  | R/S | 20 | 120 | 12 | 350 | 70 | H |  |  |  | 18 | 139 | 150 | L | Hydro Electric Corporation TAS | Hydro-Electric Commission TAS | Hydro-Electric Commission TAS | Diverts water to the Lake Plimsoll and the Tribute Power Station.
65 | NEWTON |  | 1989 |  | Newton Creek |  | QUEENSTOWN | TAS | ER |  | fc | R | 37 | 165 | 118 | 6330 | 440 | H |  |  |  | 17 | 160 | 280 | L | Hydro Electric Corporation TAS | Hydro-Electric Commission TAS | Hydro-Electric Commission TAS | Diverts water to the Lake Plimsoll and the Tribute Power Station.
66 | WHITE SPUR |  | 1989 |  | White Spur Crk |  | QUEENSTOWN | TAS | ER |  | fc | R/S | 43 | 146 | 117 | 1750 | 170 | H |  |  |  | 23 | 197 |  | L | Hydro Electric Corporation TAS | Hydro-Electric Commission TAS | Hydro-Electric Commission TAS | Diverts water to the Lake Plimsoll and the Tribute Power Station.
67 | DARWIN | Lake Burbury | 1990 |  | Off Stream |  | QUEENSTOWN | TAS | TE |  | ie | S | 20 | 700 | 430 | 1081420 | 53250 | H |  |  |  | 559 | - |  | - | Hydro Electric Corporation TAS | Hydro-Electric Commission TAS | Hydro-Electric Commission TAS | Saddle dam for Lake Burbury.
68 | CROTTY | Lake Burbury | 1991 |  | King |  | QUEENSTOWN | TAS | ER |  | fc | R | 83 | 245 | 770 | 1081420 | 53250 | H |  |  |  | 559 | 435 | 506 | L/V | Hydro Electric Corporation TAS | Hydro-Electric Commission TAS | Hydro-Electric Commission TAS |  | John Butters | 143 | 576
69 | ANTHONY | Lake Plimsoll | 1993 |  | Anthony |  | QUEENSTOWN | TAS | ER |  | fc | R/S | 40 | 124 | 110 | 36180 | 3840 | H |  |  |  | 37 | 227 |  | L | Hydro Electric Corporation TAS | Hydro-Electric Commission TAS | Hydro-Electric Commission TAS |  | Tribute | 84 | 265
70 | ANTHONY LEVEE | Lake Plimsoll | 1993 |  | Offstream |  | QUEENSTOWN | TAS | ER |  | ie | R/S | 23 | 95 | 38 | 36180 | 3840 | H |  |  |  | 37 | 227 |  | L | Hydro Electric Corporation TAS | Hydro-Electric Commission TAS | Hydro-Electric Commission TAS
71 | BUSH |  | 1993 |  | Trib Little Bird |  | LAUNCESTON | TAS | TE |  | h | S | 20 | 100 | 70 | 400 | 40 | I |  |  |  | 2 | 33 |  | L | R.J. & C. Bush | Thompson & Brett | G. Cunning
72 | BENNETT No 2 |  | 1993 |  | Trib. Rubicon |  | ELIZABETH TOWN | TAS | TE |  |  | S | 10 | 150 |  | 1860 | 576 | I |  |  |  | 10 | 29 |  | L | G. F. Bennet |  | G. Reynolds
73 | RICHARDSON No 3 |  | 1993 |  | Panatana Rivulet |  | LATROBE | TAS | TE |  |  | S | 15 | 60 |  | 60 | 20 | I |  |  |  | 2 | 5 |  | L | J.L. & T.W. Richardson |  | R. Collins
74 | STOCKMAN No 1 |  | 1994 |  | Donnybrook Rvt |  | BOTHWELL | TAS | TE |  |  | S | 17 | 98 |  | 150 | 20 | I |  |  |  | 10 | 40 |  | L | Stockman Stud | Thompson & Brett | Hall Earthmoving
75 | STOCKMAN No 2 |  | 1994 |  | Donnybrook Rvt |  | BOTHWELL | TAS | TE |  |  | S | 21 | 210 |  | 300 | 44 | I |  |  |  | 8 | 34 |  | L | Stockman Stud | Thompson & Brett | Hall Earthmoving
76 | WATSON |  | 1994 |  | Valentine Creek |  | LAUNCESTON | TAS | TE |  |  | S | 16 | 200 |  | 240 | 46 | I |  |  |  | 4 | 23? |  | L | Blue Hills Family Trust | D. Brett | G. Reynolds
77 | BOWDEN No 2 |  | 1997 |  | Trib Bark Hut Crk |  | BOTHWELL | TAS | TE |  |  | S | 18 | 310 | 83 | 520 | 89 | I |  |  |  | 8 | 12 |  | L | R. V. Bowden & Son |  | H. Maxwell
78 | FINGAL PASTORAL No 2 |  | 1997 |  | Trib South Esk |  | FINGAL | TAS | TE |  |  | S | 15 | 280 |  | 1140 | 195 | I |  |  |  | 2 | 13 |  | L | Fingal Pastoral Pty Ltd
79 | RUSHY LAGOON No 4 |  | 1997 |  | The Marsh Creek |  | CAPE PORTLAND | TAS | TE |  |  | S | 10 | 300 |  | 1700 | 526 | I |  |  |  | 14 | 23 |  | L | Rushy Lagoon Resources
80 | BONDE PASTORAL |  | 1998 |  | Mannings Creek |  | DEVONPORT | TAS | TE |  |  | S | 16 | 130 |  | 70 | 14 | I |  |  |  | 1 | 6 |  | L | Bonde Pastoral
81 | SYKES |  | 1998 |  | Trib Great Forester |  | SCOTTSDALE | TAS | TE |  |  | S | 15 | 110 |  | 38 | 8 | I |  |  |  | 1 | 4 |  | L | R. & A. Kershaw
82 | TASSAL |  | 2000 |  | Un-named Creek |  | DOVER | TAS | TE |  |  |  | 17 | 40 |  | 60 | 11 | I |  |  |  | 3 | 19 |  | L | Tassal Operations |  | G. Cunning
83 | DAVIS |  | 2000 |  | Trib Copper Creek |  | WYNYARD | TAS | TE |  |  | S | 15 | 110 |  | 124 | 22 | I |  |  |  | 1 | 5 |  | L | G.W. & L.J. Davis |  | G. Cunning
84 | STOCKMAN NO 3 |  | 2000 |  | Trib Jordan |  | BOTHWELL | TAS | TE |  |  | S | 24 | 170 |  | 400 | 52 | I |  |  |  | 10 | 5? |  | L | Stockman Stud |  | G. Cunning
85 | CHARLTON |  | 2000 |  | Glen Moriston Rvt |  | ROSS | TAS | TE |  |  |  | 14 | 200 |  | 3000 | 663 | I |  |  |  | 97 | 100 |  | L | D. E. Cameron |  | G. Cunning
86 | HARDING |  | 2001 |  | Trib Tamar |  | LAUNCESTON | TAS | TE |  |  | S | 17 | 145 |  | 100 | 30 | I |  |  |  | 2 | 19 |  | L | R. Harding | Coffey | H. Maxwell
87 | LLANBERIS |  | 2001 |  | Dew Rivulet |  | BOTHWELL | TAS | TE |  |  | S | 19 | 180 | 50 | 230 | 37 | I |  |  |  | 6 | 20 |  | L | Llanberis Pastoral |  | H. Maxwell
88 | BEVERLY No 2 |  | 2003 |  | Trib Macquarie |  | CAMPBELL TOWN | TAS | TE |  |  |  | 17 | 300 |  | 2000 | 200 | I |  |  |  | 28 | 10? |  | L | Rosedale Rural P/L |  | G. Cunning
89 | ROTHAMAY No 1 |  | 2003 |  | Clyde |  | BOTHWELL | TAS | TE |  |  |  | 15 | 80 |  | 600 | 57 | I |  |  |  | 30 | 30? |  | L | D. Campbell |  | H Maxwell
90 | VON BIBRA |  | 2003 |  | Trib Macquarie |  | ROSS | TAS | TE |  |  |  | 15 | 140 |  | 960 | 270 | I |  |  |  | 7 | 27 |  | L | W. Von Bibra | D. Wightman | G. Cunning
91 | DENNISTOUN No 1 |  | 2003 |  | Trib Clyde |  | B OTHWELL | TAS | TE |  |  |  | 15 | 785 |  | 2800 | 392 | I |  |  |  | 12 | 46 |  | L | H. Edgell | D. Brett | G. Cunning
92 | FRESHWATER CREEK No 1 |  | 2003 |  | Trib Clyde |  | HAMILTON | TAS | TE |  |  |  | 15 | 310 |  | 100 | 10 | I |  |  |  | 4 | ?? |  | L | Freshwater Creel P/L |  | G. Cunning
93 | LOGAN DAM No 2 |  | 2005 |  | Trib Blackman |  | ROSS | TAS | TE |  |  |  | 17 | 162 |  | 841 | 160 | I |  |  |  | 3 | 12 |  | L | Logan P/L | G. Callister | G. Cunning
94 | BLACKMAN RIVER |  | 2005 |  | Blackman |  | OATLANDS | TAS | TE |  |  |  | 20 | 375 |  | 5400 | 211 | I |  |  |  | 75 | ?? |  | L | P. Burbury |  | G. Cunning
95 | LANDFALL |  | 2005 |  | Trib Tamar |  | LAUNCESTON | TAS | TE |  |  |  | 17 | 303 |  | 1250 | 175 | I |  |  |  | 55 | ?? |  | L | Landfall Nominees |  | G. Cunning
96 | MCKEOWN |  | 2005 |  | Trib Leven |  | PENGUIN | TAS | TE |  |  |  | 15 | 145 |  | 60 | 12 | I |  |  |  | 1 | 15? |  | L | M. McKeown | K. Moore | G. Cunning
97 | MACKINNON |  | 2005 |  | Trib South Esk |  | CONARA | TAS | TE |  |  |  | 12 | 605 |  | 2115 | 917 | I |  |  |  | 7 | 26 |  | L | Mackinnon & Co |  | G. Cunning
98 | BEVERLY No 3 |  | 2006 |  | Macquarie |  | CAMPBELL TOWN | TAS | TE |  |  |  | 19 | 200 |  | 1450 | 262 | I |  |  |  | 2 | 11? |  | L | Rosedale Rural P/L |  | G. Cunning
99 | MEANDER | Huntsman | 2006 |  | Meander |  | LAUNCESTON | TAS | PG |  |  | R | 50 | 186 | 85 | 24000 | 4530 | I | H |  |  | 163 |  | 2630 | L | Rivers & Water Supply Comm. | Hydro Tasmania, Gutteridge Hoskins & Davey | McMahons | Irrigation dam with a small hydro power station on the left bank. | Meander Power Station | 5 |  |  |  |  | This power station is being developed by a private operator.
100 | DUNBABIN |  | 2008 |  | Bream Creek |  | COPPING | TAS | TE |  |  |  | 26 | 250 |  | 3000 | 280 | I |  |  |  | 14 | 106 |  | L | Dunbabin |  | P. Mannes
[31 empty] | 2368 | 10206 | 68 | 0 | 0

## SA
| NAME OF DAM | NAME OF RESERVOIR | YEAR | SPECIAL | RIVER |  | CITY | STATE | DAM | DAM | SEAL | FDT | HEIGHT | LENGTH | DAM VOL | RES | SURF | PURPOSE | PURPOSE | PURPOSE | PURPOSE | CATCH | SPILL | TYPE | OWNER | ENGINEER | CONSTRUCTOR | SPECIAL FOOTNOTES 1 | POWER STATION | CAPACITY | AVERAGE | IRRIG'N | FLOOD | PEOPLE
SOUTH AUSTRALIA |  |  |  | FEATURES |  |  |  |  | TYPE | TYPE | ELEMENT |  |  |  |  | VOLUME | AREA |  |  |  |  | MENT | CAP | [5 empty] | NAME |  | OUTPUT | AREA | STORAGE | MOVED
[9 empty] | 1 | 2 |  |  | m | m | 103m3 | 103m3 | 103m2 | 1 | 2 | 3 | 4 | km2 | m3/s | [6 empty] | MW | GWh | km2 | (hm)3 | No.
1 | HOPE VALLEY |  | 1872 |  | Offstream |  | ADELAIDE | SA | TE |  | ie | S | 22 | 765 | 236 | 3630 | 603 | S | C |  |  | 3 | 4.5 | L | South Australian Water Corporation | Sth Aust Government Engineer-in-Chief's Department | G & RE Fry & Sth Aust Govt Engineer-in-Chief's Department | [5 empty] | 1 | 0
2 | BEETALOO |  | 1890 |  | Crystal Brook | CREEK | PT PIRIE | SA | PG |  |  | R | 35 | 180 | 44 | 3180 | 333 | S |  |  |  | 48 | 500 | L | South Australian Water Corporation | Sth Aust Government Hydraulic Engineer's Department | Sth Aust Government Hydraulic Engineer's Department | [6 empty] | 0
3 | CLARENDON WEIR |  | 1896 |  | Onkaparinga |  | ADELAIDE | SA | PG |  |  | R | 15 | 83 | 47 | 320 | 85 | S |  |  |  | 445 | 1030 | L | South Australian Water Corporation | Sth Aust Government Engineer-in-Chief's Department | J Wishart & Son & Sth Aust Govt Engineer-in-Chief's Dept | [6 empty] | 0
4 | HAPPY VALLEY |  | 1896 |  | Offstream |  | ADELAIDE | SA | TE |  | ie | R/S | 24 | 806 | 547 | 14530 | 1930 | S |  |  |  | 20 | 79 | V | South Australian Water Corporation | Sth Aust Government Engineer-in-Chief's Department | Sth Aust Government Engineer-in-Chief's Department | Raised by 1m in 2004 | [5 empty] | <10
5 | NECTAR BROOK |  | 1899 |  | Nectar Brook |  | PT AUGUSTA | SA | TE |  | ie | R/S | 22 | 464 | 158 | 700 | 117 | S |  |  |  | 24 | 480 | L | G Herde | Sth Aust Government Engineer-in-Chief's Department | Sth Aust Government Engineer-in-Chief's Department | [6 empty] | 0
6 | BAROSSA |  | 1902 |  | Offstream |  | ADELAIDE | SA | VA |  |  | R | 36 | 144 | 12 | 4515 | 620 | S |  |  |  | 7 | 0 |  | South Australian Water Corporation | Sth Aust Government Engineer-in-Chief's Department | Sth Aust Government Engineer-in-Chief's Department | This off-stream storage has no spillway. | [5 empty] | 0
7 | BUNDALEER |  | 1903 |  | Offstream |  | PT PIRIE | SA | TE |  | ie | R/S | 24 | 334 | 292 | 6370 | 800 | S |  |  |  | 8 | 120 | L | South Australian Water Corporation | Sth Aust Government Engineer-in-Chief's Department | Sth Aust Government Engineer-in-Chief's Department | [6 empty] | 0
8 | PEKINA |  | 1905 |  | Pekina Creek |  | PT PIRIE | SA | TE |  | ie | R/S | 24 | 166 | 72 | 600 | 233 | R |  |  |  | 137 | 795 | L | District Council of Orroroo | Sth Aust Government Engineer-in-Chief's Department | Sth Aust Government Engineer-in-Chief's Department | Siltation has reduced capacity from 1540 to 600 | [5 empty] | 0
9 | YELDULKNIE |  | 1913 |  | Yeldulknie Ck |  | WHYALLA | SA | PG |  |  |  | 17 | 108 | 5 | 740 | 170 | R |  |  |  | 36 | 135 | L | District Council of Cleve | Sth Aust Government Hydraulic Engineer's Department | Lewis & Reid | [6 empty] | 0
10 | ULLABIDINIE |  | 1914 |  | Ullabidinie Ck |  | WHYALLA | SA | PG |  |  |  | 22 | 109 | 8 | 520 |  | R |  |  |  | 25 | 127 | L | District Council of Franklin Harbour | Sth Aust Government Hydraulic Engineer's Department | Atkins & Finlayson | [6 empty] | 0
11 | WARREN |  | 1916 |  | South Para |  | ADELAIDE | SA | PG |  |  | R | 24 | 150 | 10 | 4790 | 1000 | S | I |  |  | 119 | 119 | L | South Australian Water Corporation | Sth Aust Government Hydraulic Engineer's Department | Atkins & Finlayson | Raised by 1.07m in 1926 | [5 empty] | 0
12 | HINDMARSH VALLEY |  | 1917 |  | Offstream |  | VICTOR HARBOR | SA | TE |  | ie | R/S | 15 | 232 | 65 | 475 | 109 |  |  |  |  | 9 | 56 | L | South Australian Water Corporation | Sth Aust Government Hydraulic Engineer's Department | Sth Aust Government Hydraulic Engineer's Department | Raised by 0.83m in 1978. Effluent storage. | [5 empty] | 0
13 | MILLBROOK |  | 1918 |  | Offstream |  | ADELAIDE | SA | TE |  | ie | R/S | 32 | 288 | 282 | 16500 | 1780 | S |  |  |  | 38 | 340 | L | South Australian Water Corporation | Sth Aust Government Hydraulic Engineer's Department | Sth Aust Government Hydraulic Engineer's Department | Raised by 0.5m in 2006 | [5 empty] | 50
14 | BAROOTA |  | 1921 |  | Baroota Creek |  | PT PIRIE | SA | TE |  | ie | R/S | 31 | 301 | 409 | 6140 | 630 | S |  |  |  | 136 | 585 | L | South Australian Water Corporation | Sth Aust Government Hydraulic Engineer's Department | Atkins & Finlayson | [6 empty] | 0
15 | TOD RIVER |  | 1922 |  | Offstream |  | PT LINCOLN | SA | TE |  | ie | R/S | 25 | 351 | 263 | 11300 | 1340 | S |  |  |  | 40 | 155 | L | South Australian Water Corporation | Sth Aust Government Hydraulic Engineer's Department | Concrete Steel Contracting Co & Timms & Kidman | [6 empty] | 0
16 | MOUNT BOLD |  | 1938 |  | Onkaparinga |  | ADELAIDE | SA | VA | PG |  | R | 58 | 232 | 105 | 46180 | 3050 | S |  |  |  | 388 | 1170 | V | South Australian Water Corporation | Sth Aust Government Eng & Water Supply Department | Essery & Cartledge (Orig) | Raised by 4m in 1963 | [5 empty] | 0
17 | AROONA |  | 1955 |  | Aroona Creek |  | LEIGH CREEK | SA | PG |  |  |  | 26 | 236 | 46 | 7520 | 880 | S |  |  |  | 684 | 1415 | L | ETSA Utilities | Eng & Water Supply Dept & Electricity Trust of South Aust | Electricity Trust of Sth Aust | [6 empty] | 0
18 | SOUTH PARA |  | 1958 |  | South Para |  | ADELAIDE | SA | TE |  | he | R/S | 46 | 284 | 553 | 45330 | 4440 | S |  |  |  | 228 | 2260 | L | South Australian Water Corporation | Sth Aust Government Eng & Water Supply Department | Sth Aust Government Eng & Water Supply Department | [6 empty] | 0
19 | MYPONGA |  | 1962 |  | Myponga Creek |  | VICTOR HARBOR | SA | VA |  |  | R | 49 | 226 | 54 | 27130 | 2800 | S |  |  |  | 124 | 1400 | V | South Australian Water Corporation | Sth Aust Government Eng & Water Supply Department | Hansen, Wilkens & Hornibrook Construction | [6 empty] | <10
20 | STURT |  | 1966 |  | Sturt |  | ADELAIDE | SA | VA |  |  | R | 41 | 128 | 13 | 2040 | 170 | C | Q |  |  | 60 | 850 | L | Sth Aust Government | Sth Aust Government Eng & Water Supply Department | S Haunstrup & Co (SA) Pty Ltd | Wetland storage created 1999 behind dam - 0.18GL reduction in flood storage |  |  |  |  | 1.942 | 0
21 | MIDDLE RIVER |  | 1968 |  | Middle |  | KINGSCOTE | SA | PG |  |  | R | 20 | 152 | 7 | 470 | 127 | S |  |  |  | 101 | 245 | L | South Australian Water Corporation | Sth Aust Government Eng & Water Supply Department | Sth Aust Govt Eng & Water Supply Dept | Gravity dam - post tensioned | [5 empty] | 0
22 | KANGAROO CREEK |  | 1969 |  | Torrens |  | ADELAIDE | SA | ER |  | fc | R | 64 | 131 | 353 | 19160 | 1030 | S | C |  |  | 290 | 1845 | L | South Australian Water Corporation | Sth Aust Government Eng & Water Supply Department | Dumez (Aust) | Crest raising and FSL lowering for flood mitigation, 1983 |  |  |  |  | 8.82 | 0
23 | KANMANTOO |  | 1971 |  | Tr. Bremer |  | ADELAIDE | SA | ER |  | fe | R/S | 29 | 95 |  | 254 | [8 empty] | Kanmantoo Mines Ltd | Coffey & Hollingsworth Pty Ltd | Kanmantoo Mines Ltd | Tailings and industrial water storage | [5 empty] | 0
24 | SUMMIT |  | 1973 |  | Offstream |  | ADELAIDE | SA | TE |  | ie | R/S | 15 | 275 | 92 | 480 | 140 | S |  |  |  | 1 | 15 | L | South Australian Water Corporation | Sth Aust Government Eng & Water Supply Department | South Aust. Govenerment Eng & Water Supply Dept | [6 empty] | 0
25 | LITTLE PARA |  | 1977 |  | Little Para |  | ADELAIDE | SA | ER |  | fc | R | 53 | 225 | 288 | 20800 | 1250 | S |  |  |  | 83 | 450 | L | South Australian Water Corporation | Sth Aust Government Eng & Water Supply Department | South Aust. Government Eng. & Water Supply Dept | [6 empty] | 0
26 | LEIGH CREEK RETENTION |  | 1981 |  | Leigh Creek |  | LEIGH CREEK | SA | TE |  | fe | R | 24 | 1924 | 670 | 16700 | 3430 | C |  |  |  |  | 220 | L | ETSA Utilities | Coffey and Partners, Adelaide | Tripodi Constructions Pty Ltd | [6 empty] | 0
27 | FLOOD CONTROL DAM 10B |  | 1987 |  | Tr. Dry Creek |  | ADELAIDE | SA | TE |  | ie | R | 15 | 76 | 16 | 37 | 9 | C |  |  |  |  | 17.3 | L | City of Salisbury | Salisbury City Council | P G Constructions Pty Ltd | [5 empty] | 0.037 | 0
28 | FLOOD CONTROL DAM 11 |  | 1987 |  | Tr. Dry Creek |  | ADELAIDE | SA | TE |  | ie | R | 16 | 102 | 19 | 17 | 7 | C |  |  |  |  | 8.2 | L | City of Salisbury | Salisbury City Council | P G Constructions Pty Ltd | [5 empty] | 0.017 | 0
29 | COBBLER CREEK |  | 1999 |  | Cobbler Creek |  | ADELAIDE | SA | TE | ER | ie | R | 28 | 230 | 165 | 420 |  | C |  |  |  |  | 630 | L | City of Salisbury | SMEC/Rust PPK | Stockport Civil Pty Ltd | [5 empty] | 0.42 | 0
30 | NORTH PARA |  | 2007 |  | North Para |  | ADELAIDE | SA | PG |  |  | R | 30 | 225 |  |  |  | C | [5 empty] | L | Gawler River Flood Management Authority | URS Asia Pacific | Bardavcol Pty Ltd
[30 empty] | 0 | 0 | 0 | 12.236 | 50

## ACT
| NAME OF DAM | NAME OF RESERVOIR |  | YEAR | SPECIAL | RIVER |  | CITY | STATE | DAM | DAM | SEAL | FDT | HEIGHT | LENGTH | DAM VOL | RES | SURF | PURPOSE | PURPOSE | PURPOSE | PURPOSE | CATCH | SPILL | TYPE | OWNER | ENGINEER | CONSTRUCTOR | SPECIAL FOOTNOTES 1 | POWER STATION | CAPACITY | AVERAGE | IRRIG'N | FLOOD | PEOPLE
Australian Capital Territory |  |  |  |  | FEATURES |  |  |  |  | TYPE | TYPE | ELEMENT |  |  |  |  | VOLUME | AREA |  |  |  |  | MENT | CAP | [5 empty] | NAME |  | OUTPUT | AREA | STORAGE | MOVED
[10 empty] | 1 | 2 |  |  | m | m | 103m3 | 103m3 | 103m2 | 1 | 2 | 3 | 4 | km2 | m3/s | [6 empty] | MW | GWh | km2 | (hm)3 | No.
1 | OLD COTTER | Cotter |  | 1915 |  | Cotter |  | CANBERRA | ACT | PG |  |  | R | 31 | 118 | 26 | 4650 | 500 | S |  |  |  | 482 | 850 | L | ACTEW Corporation | C'wealth Dept of Works | C'wealth Dept of Works | Raised 1951, gallery and drains constructed 1984/86, backup storage, will be drowned out by the construction of the New Cotter Dam
2 | BENDORA | Bendora |  | 1961 |  | Cotter |  | CANBERRA | ACT | VA |  |  | R | 47 | 174 | 30 | 10700 | 750 | S |  |  |  | 290 | 1590 | L | ACTEW Corporation | C'wealth Dept of Works | E S Clementson Pty Ltd | Headwork, strengthened right abutment
3 | SCRIVENER | Lake Burley Griffin |  | 1963 |  | Molonglo |  | CANBERRA | ACT | PG |  |  | R/S | 33 | 235 | 54 | 27740 | 7200 | R |  |  |  |  | 8500 | V | National Capital Authority | C'wealth Dept of Works | Citra Australia Ltd, A E Goodwin Ltd | Recreational,left abutment earthy material, fault crosses the dam
4 | CORIN | Cotter |  | 1968 |  | Cotter |  | CANBERRA | ACT | ER |  | ie | R | 74 | 282 | 1394 | 75500 | 3150 | S |  |  |  | 197 | 1190 | L | ACTEW Corporation | C'wealth Dept of Works | Thiess Bros Pty Ltd | Storage, pyrite in the rockfill and acidic leakage
5 | GINNINDERRA | Ginninderra |  | 1975 |  | Ginninderra |  | CANBERRA | ACT | TE |  | he | R/S | 17 | 365 | 174 | 3700 | 1050 | R |  |  |  |  | 965 | L | ACTEW Corporation | Laurie, Montgomerie & Pettit | Thiess Bros Pty Ltd | Recreational, Pollution control, spillway needs to be upgraded
6 | POINT HUT WEIR | Point Hut Pond |  | 1987 |  | Point Hut Creek |  | CANBERRA | ACT | TE |  | he | R/S | 20 | 340 | 140 | 506 | 166 | Q |  |  |  |  | 375 | L | ACT Government | Scott & Furphy Engineers | Q H & M Birt P/L | Recreational, Pollution control
7 | TUGGERANONG | Lake Tuggeranong |  | 1988 |  | Tuggeranong Ck |  | CANBERRA | ACT | TE |  | he | R/S | 20 | 640 | 313 | 1800 | 600 | R |  | Q |  |  | 990 | L | ACT Government | Snowy Mtns Engineering Corp | Leighton Contractors | Recreational, Pollution control
8 | JERRABOMBERRA | Retardation Basin |  | 1989 |  | Jerrabomberra |  | CANBERRA | ACT | TE |  | he | R/S | 18 | 540 | 245 | 1600 | 460 | C |  |  |  |  | 190 | L | ACT Government | Scott & Furphy Engineers P/L | Thiess Contractors P/L | Retardation Basin
9 | WRIGHTS | Retardation Basin |  | 1989 |  | Point Hut Ck |  | CANBERRA | ACT | PG |  |  | R | 16 | 80 | 7 | 32 | 0 | C |  |  |  |  | 164 | L | ACT Government | Willing & Ptnrs P/L | Wollongong Constructions P/L | RCC Retardation Basin
10 | GUNGAHLIN | Gungahlin Pond |  | 1992 |  | Ginninderra |  | CANBERRA | ACT | TE |  | he | R | 16 | 360 | 65 | 500 | 2200 | Q |  |  |  |  | 793 | L | ACT Government | Scott & Furphy Engineers P/L | John Haskins & Staff P/L | Recreational, Pollution control
11 | YERRABI | Yerrabi Pond |  | 1993 |  | Ginninderra |  | CANBERRA | ACT | TE |  | he | R | 15 | 600 | 276 | 900 | 100 | Q |  |  |  |  | 795 | L | ACT Government | Willings and Partners | John Haskins & Staff P/L | Recreational, Pollution control
12 | LOWER MOLONGOLO | L. Molongolo Bypass Storage |  | 1994 |  | Un-named Creek |  | CANBERRA | ACT | PG |  |  | R | 32 | 120 | 30 | 150 | 20 | C |  | Q |  |  | 129 | L | ACT Electricity & Water | ACT Electricity & Water | Fletcher/White Joint Venture | By-pass Storage, RCC- Swerage collection
13 | ENLARGED COTTER | Cotter | C | 2012 |  | Cotter | C | CANBERRA | ACT | PG |  |  | R | 87 | 330 | 380 | 78000 | 2850 | S |  |  |  | 482 | 5670 | L | ACTEW Corporation | GHD | Abigroup-John Holand Alliance | High paste RCC with two saddle dams, floods old Cotter dam
14 | ENLARGED COTTER SD 1 | Cotter | C | 2012 |  | Cotter | C | CANBERRA | ACT | ER |  | ie | R | 15 | 340 | 60 |  |  | S | [6 empty] | ACTEW Corporation | GHD | Abigroup-John Holand Alliance | Enlarged Cotter dam Saddle Dam 1
15 | ENLARGED COTTER SD 2 | Cotter | C | 2012 |  | Cotter |  | Canberra | ACT | ER |  | ie | R | 18 | 300 | 100 |  |  | S | [6 empty] | ACTEW Corporation | GHD | Abigroup-John Holand Alliance | Enlarged Cotter dam Saddle Dam 2

## NT
| NAME OF DAM | NAME OF RESERVOIR | YEAR | SPECIAL | RIVER | CITY | STATE | DAM | DAM | SEAL | FDT | HEIGHT | LENGTH | DAM VOL | RES | SURF | PURPOSE | PURPOSE | PURPOSE | PURPOSE | CATCH | SPILL | TYPE | OWNER | ENGINEER | CONSTRUCTOR | SPECIAL FOOTNOTES 1 | POWER STATION | CAPACITY | AVERAGE | IRRIG'N | FLOOD | PEOPLE | Longitude | Latitude
NORTHERN TERRITORY |  |  |  | FEATURES |  |  |  | TYPE | TYPE | ELEMENT |  |  |  |  | VOLUME | AREA |  |  |  |  | MENT | CAP | [5 empty] | NAME |  | OUTPUT | AREA | STORAGE | MOVED | (D/M/S) | (D/M/S)
[12 empty] | m | m | 103m3 | 103m3 | 103m2 |  |  |  |  | km2 | m3/s | [6 empty] | MW | GWh | km2 | (hm)3 | No. | (Centre Intake Tower Where Applicable) | (Centre Intake Tower Where Applicable)
1 | MANTON |  | 1942 |  | Manton | DARWIN | NT | VA |  |  | R | 24 | 124 | 5 | 15910 | 5455 | R |  |  |  | 81.6 | 400 | L | Power and Water Corporation | Department of Interior | Manton Construction Ltd | Dam extends 5m below river bed level | [6 empty] | 131o 07' 37.227 E | 12o 50' 25.587" S
2 | DARWIN RIVER |  | 1972 |  | Darwin | DARWIN | NT | TE | ER | i | R/S | 27 | 560 | 285 | 265000 | 40000 | S |  |  |  | 205 | 2080 | L | Power and Water Corporation | C'wealth Dept of Works | Macmahon Constructions | Major spillway upgrade 2002 | [5 empty] | <10 | 130o 58' 20.493" E | 12o 49' 48.676" S
3 | MARY ANN |  | 1980 |  | Mary Anne Ck | TENNANT CK | NT | TE | ER | fc | R | 15 | 160 | 28 | 450 | 270 | R |  |  |  | 9 | 220 | L | Tennant Creek Town Council, Warramungu Land Trust & Central land Council | Gutteridge, Haskins and Davey | Macmahon Constructions | Mary Ann Dam was named after the Mary Ann Mine (sometimes named Mary Anne Mine) which was commenced by Harold Williams and Nuggett Wilson as a surface scrapping in 1946. Later a shaft sunk by Jim Smith and Bill Hoews brought no result. Now officially known as Lake Mary Ann since late 2005. | [6 empty] | 134o 12' 59.66" E | 19o 36' 59.98" S
4 | COPPERFIELD |  | 1987 |  | tr Copperfield Ck | PINE CREEK | NT | TE | ER | i | R/S | 16.5 | 60 |  | 500 |  | S |  |  |  | 0.68 | 15 | L | Power and Water Corp | Kinhill Engineers |  | Water also pumped from Copperfield Creek | [6 empty] | 131o 49' 15.287" E | 13o50' 52.328" S

## Australia
| NAME OF DAM | NAME OF RESERVOIR | YEAR | SPECIAL | RIVER |  | CITY | STATE | DAM | DAM | SEAL | FDT | HEIGHT | LENGTH | DAM VOL | RES | SURF | PURPOSE | PURPOSE | PURPOSE | PURPOSE | CATCH | SPILL | TYPE | OWNER | ENGINEER | CONSTRUCTOR | SPECIAL FOOTNOTES 1 | POWER STATION | CAPACITY | AVERAGE | IRRIG'N | FLOOD | PEOPLE | Longitude | Latitude
|  |  |  | FEATURES |  |  |  |  | TYPE | TYPE | ELEMENT |  |  |  |  | VOLUME | AREA |  |  |  |  | MENT | CAP | [5 empty] | NAME |  | OUTPUT | AREA | STORAGE | MOVED | (D/M/S) | (D/M/S)
[13 empty] | m | m | 103m3 | 103m3 | 103m2 |  |  |  |  | km2 | m3/s | [6 empty] | MW | GWh | km2 | (hm)3 | No. | (Centre Intake Tower Where Applicable) | (Centre Intake Tower Where Applicable)
1 | LAKE PARRAMATTA |  | 1857 |  | Hunts Creek |  | PARRAMATTA | NSW | VA |  |  |  | 15 | 97 | 3 | 490 | 100 | R |  |  |  | 7.6 | 250 | L | Parramatta City Council | P. Simpson | P.Simpson & E.Moriarty | Raised 1.8m in 1898
2 | YAN YEAN | Yan Yean Reservoir | 1857 |  | Off Stream |  | WHITTLESEA | VIC | TE |  | ie | S | 10 | 963 | 206 | 33085 | 5600 | S |  |  |  | 23 | 12 | L | Melbourne Water Corporation | Victorian Water Supply Department | Martindale & Steele | Embankment remedial works in 2000 |  |  |  | 0 | 0 | 0
3 | ENOGGERA | Enoggera Reservoir | 1866 |  | Enoggera Ck |  | BRISBANE | QLD | TE | ER | ie,ic | R/S | 23.5 | 475 | 360 | 4500 | 753 | S |  |  |  | 33 | 450 | L | Brisbane City Council (To be transferred to SEQWater by 1 July 2008) | Bris. Bd of W'works & J Brady (Orig), Cameron McNamara (Raising) | Donovan & Hulse (Orig), Thiess Bros Pty Ltd (Raising) | Raised in 1976 |  | n/a | n/a | n/a | n/a | 10
4 | LOWER RESERVOIR |  | 1867 |  | Sandy Bay Rivulet | RIVULET | HOBART | TAS | TE |  | he | S | 18 | 104 | 65 | 213 | 40 | S |  |  | Off Stream | 5 | 25 | L | Hobart Water | Hobart City Council | Hobart City Council | Re-constructed in 1895 following a serious leakage incident 1963.
5 | SPRING GULLY |  | 1868 |  | Spring Creek |  | BENDIGO | VIC | TE |  | he | R | 18 | 512 |  | 2500 | 450 | I |  |  |  |  | 30 | L | Coliban Water |  |  | Raised 1929 | [5 empty] | <10
6 | BARKERS CREEK |  | 1869 |  | Barkers Creek |  | CASTLEMAINE | VIC | TE |  | he | R | 14 | 685 |  | 2240 | 540 | I |  |  |  |  | 46 | L | Coliban Water | [8 empty] | 0
7 | EXPEDITION PASS |  | 1869 |  | Forest Creek |  | CASTLEMAINE | VIC | TE |  | ie |  | 18 | 240 | 59 | 550 | 70 | R |  |  |  |  | 55 | L | Mount Alexander Shire Council/Coliban Water | State Rivers & Water Supply Commission, Victoria | State Rivers & Water Supply Commission, Victoria | Reservoir volume presently 350 Ml due to siltation
8 | MALMSBURY |  | 1870 |  | Coliban |  | KYNETON | VIC | TE |  | ie | R | 24 | 530 |  | 18000 | 3010 | S | I |  |  |  | 1354 | V | Coliban Water | State Rivers & Water Supply, Commission, Victoria | State Rivers & Water Supply, Commission, Victoria | Raised 1887, gates added 1940, outlet and spillway remodelled in 1987 | [5 empty] | <10
9 | UPPER STONY CREEK No 1 |  | 1870 |  | Stony Creek |  | GEELONG | VIC | TE |  | ie | S/R | 26 | 404 | 320 | 3443 | 450 | S |  |  |  |  | 125 | L | Barwon Water | Victorian Water Supply Department | Jonathan Chappell | Embankment partially failed on first filling, spillway lowered, dam raised 1916 to original level
10 | NEWLYN |  | 1871 |  | Birchs Creek |  | DAYLESFORD | VIC | TE |  | he | S | 12 | 741 |  | 3300 | 710 | I |  |  |  |  | 255 | L | Goulburn-Murray Water | State Rivers & Water Supply, Commission, Victoria | State Rivers & Water Supply, Commission, Victoria | Raised 1961 |  |  |  | 12
11 | HOPE VALLEY |  | 1872 |  | Offstream |  | ADELAIDE | SA | TE |  | ie | S | 22 | 765 | 236 | 3630 | 603 | S | C |  |  | 3 | 4.5 | L | South Australian Water Corporation | Sth Aust Government Engineer-in-Chief's Department | G & RE Fry & Sth Aust Govt Engineer-in-Chief's Department | [5 empty] | 1 | 0
12 | CRUSOE |  | 1873 |  | Bendigo Ck |  | BENDIGO | VIC | TE |  | he | S | 12 | 670 |  | 1500 | 300 | S |  |  |  |  | 10 | L | Coliban Water | Joseph Brady | Sandhurst Council | [6 empty] | <10
13 | LOWER STONY CREEK |  | 1873 |  | Stony Creek |  | GEELONG | VIC | PG |  |  | R | 16 | 69 | 4 | 630 | 105 | S |  |  |  |  | 77 | L | Barwon Water | Victorian Water Supply Department |  | No longer used for water supply
14 | GONG GONG |  | 1877 |  | Fellmonger's Ck |  | BALLARAT | VIC | TE |  | ie | R | 30 | 278 | 170 | 1902 | 253 | S |  |  |  |  | 7 | L | Central Highlands Water | C Bagge | Young & McGuigan | Spillway reconstructed 1965, spillway capacity under review
15 | GOLD CREEK | Gold Creek Reservoir | 1885 |  | Gold Ck |  | BRISBANE | QLD | TE |  | ie | R/S | 26 | 191 | 106 | 801 | 246 | S |  |  |  | 10.5 |  | L | Brisbane City Council (To be transferred to SEQWater by 1 July 2008) | Brisbane Board of Waterworks & J B Henderson | Ross & Dunbar
16 | EVANSFORD |  | 1887 |  | Mccallums Creek |  | CLUNES | VIC | PG |  |  | R | 17 | 76 |  | 1620 | 286 | S |  |  |  |  | 227 | L | Central Highlands Water |  |  | Raised 1940
17 | WARTOOK |  | 1887 |  | Mackenzie |  | STAWELL | VIC | TE | ER | he | R/S | 11 | 1160 |  | 29360 | 10000 | S |  |  |  |  | 752 | L | Grampians Wimmera Mallee Water |  | Wimmera Shire, Victoria | Raised 1.2 metres in 1890, d/s strengthening berm constructed 1999
18 | PROSPECT |  | 1888 |  | Prospect Creek |  | SYDNEY | NSW | TE | ER | ie | R | 26 | 2225 | 2892 | 50200 | 5100 | S |  |  |  | 9.7 | 230 | L | Sydney Catchment Authority | Department of Public Works NSW | Department of Public Works NSW | Raised 0.5m in 1898 & includes 788 ER stabilising fill placed in 1979, 191,000 m3 ER stabilising fill placed in 1997
19 | UPPER RESERVOIR |  | 1888 |  | Sandy Bay Rivulet | RIVULET | HOBART | TAS | TE |  | he | S | 18 | 204 | 90 | 292 | 50 | S |  |  | Off Stream | 4 | 15 | L | Hobart Water | Hobart City Council | Hobart City Council
20 | BEETALOO |  | 1890 |  | Crystal Brook | CREEK | PT PIRIE | SA | PG |  |  | R | 35 | 180 | 44 | 3180 | 333 | S |  |  |  | 48 | 500 | L | South Australian Water Corporation | Sth Aust Government Hydraulic Engineer's Department | Sth Aust Government Hydraulic Engineer's Department | [6 empty] | 0
21 | GOULBURN WEIR | Nagambie | 1890 |  | Goulburn |  | NAGAMBIE | VIC | PG |  |  |  | 15 | 212 | 14 | 25000 | 11200 | I |  |  |  |  | 1897 | V | Goulburn-Murray Water | Victorian Water Supply Department | Victorian Water Supply Department | Ground anchors installed 1982, vertical slide gates replaced with radial gates, 1986 |  |  |  | Diversion
22 | TOLOSA |  | 1890 |  | Humphreys Rivulet | RIVULET | GLENORCHY | TAS | ER |  | ie | R | 20 | 200 | 190 | 414 | 60 | S |  |  | Off Stream | 2 | 20 | L | Hobart Water | Glenorchy Council | ??? | Raised in 1915 and 1922. A major refurbishment is currently (2008) in the planning stage.
23 | LAANECOORIE |  | 1891 |  | Loddon |  | MARYBOROUGH | VIC | TE | PG | he | R/S | 22 | 399 |  | 8000 | 4880 | I | I |  |  |  | 71 | V | Goulburn-Murray Water |  |  | Spillway extensions 1909, raised 1935 |  |  |  | 20
24 | VICTORIA |  | 1891 | D | Munday Brook |  | PERTH | WA | PG |  |  |  | 25 | 222 |  | 860 | 180 | S |  |  |  | 37 | 150 | L | WA Water Corporation | H J Saunders & RH Barrett | Neil Mcneil & Co | Wall refaced & raised 0.3m, spillway enlarged 1966, decommissioned 1991
25 | CAMPASPE WEIR |  | 1892 |  | Campaspe |  | ELMORE | VIC | ER | PG | fm | S | 13 | 140 |  | 2700 | 1050 | I | [5 empty] | L | Goulburn-Murray Water | Victorian Water Supply Department | Victorian Water Supply Department |  |  |  |  | Diversion
26 | MANLY |  | 1892 |  | Curl Curl Creek |  | SYDNEY | NSW | PG |  |  |  | 20 | 250 | 8 | 2000 | 230 | R |  | C |  | 5.52 | 400 | L | Sydney Water Corporation | Department of Public Works NSW | Department of Public Works NSW | Raised 0.5m in 1909, 0.5m in 1914, 6m in 1922, post tensioned 1981
27 | STEPHENS CREEK |  | 1892 |  | Stephens Creek |  | BROKEN HILL | NSW | TE |  | he | R | 15 | 140 | 112 | 20400 | 8500 | S |  |  |  | 512 | 900 | L | Australian Inland Energy & Water | Broken Hill Water Supply Co | Broken Hill Water Supply Co | Raised 1m in 1909
28 | CLARENDON WEIR |  | 1896 |  | Onkaparinga |  | ADELAIDE | SA | PG |  |  | R | 15 | 83 | 47 | 320 | 85 | S |  |  |  | 445 | 1030 | L | South Australian Water Corporation | Sth Aust Government Engineer-in-Chief's Department | J Wishart & Son & Sth Aust Govt Engineer-in-Chief's Dept | [6 empty] | 0
29 | HAPPY VALLEY |  | 1896 |  | Offstream |  | ADELAIDE | SA | TE |  | ie | R/S | 24 | 806 | 547 | 14530 | 1930 | S |  |  |  | 20 | 79 | V | South Australian Water Corporation | Sth Aust Government Engineer-in-Chief's Department | Sth Aust Government Engineer-in-Chief's Department | Raised by 1m in 2004 | [5 empty] | <10
30 | KORUMBURRA No 1 | Coalition Creek | 1896 |  | Coalition Creek |  | KORUMBURRA | VIC | TE |  | ic | R | 13 | 230 |  | 237 | 46 | S |  |  |  |  | 13 | L | South Gippsland Water |  |  | Raised by 0.5m 1924
31 | JUNCTION REEFS |  | 1897 |  | Belubula |  | MANDURAMA | NSW | MV |  |  |  | 19 | 106 | 15 | 2000 |  | H |  |  |  | 731 |  |  | Dept. Land Water Conservation | Lyndhurst Goldfields Coy Ltd | Lyndhurst Goldfields Coy Ltd | Date approximate, the storage has silted up
32 | MOORE CREEK |  | 1898 |  | Moore Creek |  | TAMWORTH | NSW | VA |  |  |  | 19 | 140 |  | 50 |  | S |  |  |  | 51 | 100 | L | Dept. Land Water Conservation | Department of Public Works NSW | Department of Public Works NSW | Silted up and disused
33 | NECTAR BROOK |  | 1899 |  | Nectar Brook |  | PT AUGUSTA | SA | TE |  | ie | R/S | 22 | 464 | 158 | 700 | 117 | S |  |  |  | 24 | 480 | L | G Herde | Sth Aust Government Engineer-in-Chief's Department | Sth Aust Government Engineer-in-Chief's Department | [6 empty] | 0
34 | REDBANK CREEK |  | 1899 |  | Redbank Creek |  | MUDGEE | NSW | VA |  |  |  | 16 | 152 | 5 | 180 | 30 | S |  |  |  | 13 | 15 | L | Mudgee Shire Council | Department of Public Works NSW | Department of Public Works NSW | Disused. Currently under design to improve flood capacity (2008).
35 | BAROSSA |  | 1902 |  | Offstream |  | ADELAIDE | SA | VA |  |  | R | 36 | 144 | 12 | 4515 | 620 | S |  |  |  | 7 | 0 |  | South Australian Water Corporation | Sth Aust Government Engineer-in-Chief's Department | Sth Aust Government Engineer-in-Chief's Department | This off-stream storage has no spillway. | [5 empty] | 0
36 | MUNDARING |  | 1902 |  | Helena |  | PERTH | WA | PG |  |  |  | 71 | 308 | 124 | 76390 | 7610 | S |  |  |  | 1470 | 1019 | V | WA Water Corporation | Public Works Dept, WA | Public Works Dept, WA | Raised 1951
37 | UPPER CORDEAUX No 1 |  | 1902 |  | Cordeaux |  | WOLLONGONG | NSW | VA |  |  |  | 14 | 165 | 3 | 775 | 200 | [6 empty] | L | Sydney Catchment Authority | Department of Public Works NSW | Department of Public Works NSW
38 | BUNDALEER |  | 1903 |  | Offstream |  | PT PIRIE | SA | TE |  | ie | R/S | 24 | 334 | 292 | 6370 | 800 | S |  |  |  | 8 | 120 | L | South Australian Water Corporation | Sth Aust Government Engineer-in-Chief's Department | Sth Aust Government Engineer-in-Chief's Department | [6 empty] | 0
39 | MT COLE |  | 1903 |  | Spring Creek |  | ARARAT | VIC | VA |  |  |  | 28 | 132 |  | 800 | 120 | S |  |  |  |  | 36 | L | Grampians Wimmera Mallee Water |  |  | Raised 1926, 5.2m, raised 4m by Kinhill, 1986
40 | UPPER COLIBAN |  | 1903 |  | Coliban |  | KYNETON | VIC | TE |  | ie | S | 30 | 280 | 204 | 37500 | 4000 | S | I |  |  |  | 1157 | L | Coliban Water |  | Victorian Government | Bank raised 1917, siphonic spillway added 1925, spillway and outlet remodelled, embankment raised 1992 | [5 empty] | <10
41 | MIDDLE CASCADE (No 1) |  | 1905 |  | Cascade Creek |  | KATOOMBA | NSW | VA |  |  |  | 15 | 105 | 4 | 159 | 30 | S |  |  |  | 2.13 | 60 | L | Sydney Catchment Authority | Department of Public Works NSW | Gilmore & Connell Dept of Public Works NSW | Raised 1915 by DPW NSW
42 | PEKINA |  | 1905 |  | Pekina Creek |  | PT PIRIE | SA | TE |  | ie | R/S | 24 | 166 | 72 | 600 | 233 | R |  |  |  | 137 | 795 | L | District Council of Orroroo | Sth Aust Government Engineer-in-Chief's Department | Sth Aust Government Engineer-in-Chief's Department | Siltation has reduced capacity from 1540 to 600 | [5 empty] | 0
43 | WARANGA | Waranga Basin | 1905 |  | Offstream |  | TATURA | VIC | TE |  | he | S | 12 |  |  | 411000 | 58480 | I | [6 empty] | Goulburn-Murray Water | State Rivers & Water Supply, Commission, Victoria | State Rivers & Water Supply, Commission, Victoria |  |  |  |  | 626
44 | IBIS |  | 1906 |  | Ibis Ck |  | IRVINEBANK | QLD | PG |  |  | R | 17.5 | 56 |  | 225 | 38 | S |  |  |  | 6.2 | 8 | L | Department of Natural Resources and Water | Unknown | Unknown | Supply for urban and mining use
45 | CATARACT |  | 1907 |  | Cataract |  | CAMPBELLTOWN | NSW | PG |  |  |  | 56 | 247 | 112 | 94300 | 8500 | S |  |  |  | 130 | 1550 | L | Sydney Catchment Authority | Department of Public Works NSW | Department of Public Works NSW | Spillway modified 1983, dam wall post tensioned 1988
46 | LAKE MEDLOW |  | 1907 |  | Adams Creek |  | KATOOMBA | NSW | VA |  |  |  | 20 | 40 | 1 | 297 | 50 | S |  |  |  | 4.8 | 22 | L | Sydney Catchment Authority | Department of Public Works NSW | Department of Public Works NSW
47 | LITHGOW No 2 |  | 1907 |  | Farmers Creek |  | LITHGOW | NSW | VA |  |  |  | 26 | 71 | 5 | 440 | 50 | S |  |  |  | 12 | 36 | L | Greater Lithgow City Council | Department of Public Works NSW | F J Carson Dept of Public Works NSW | Raised 2m in 1925, spillway modified 1983, dam being post tensioned
48 | FROME |  | 1908 |  | Frome |  | LAUNCESTON | TAS | ER |  | fc | R | 18 | 183 | 25 | 1820 | 900 | H | S |  |  | 17 | 80 | L | Moorina Hydro Pty Ltd | Ryan & Debenham | Pioneer Tin Mining Co. | Water was initially also used for mining operations. | Moorina | 1 | 4 |  |  |  |  | The power station was closed in 2008.
49 | KORWEINGUBOORA |  | 1910 |  | East Morabool |  | BALLAN | VIC | TE | ER | ie/c | R/S | 13 | 579 | 84 | 2091 | 610 | S |  |  |  |  | 126 | L | Barwon Water | Geelong Waterworks & Sewerage Trust | Alexander Lynch
50 | LANCE CREEK | Lance Creek | 1911 |  | Lance Ceek |  | WONTHAGGI | VIC | TE |  | ic | R/S | 21 | 480 | 86 | 4600 | 820 | S |  |  |  |  | 216 | L | South Gippsland Water | J & H Coane (Rural Water Commission of Victoria in 1986 raising) | J & H Coane (Rural Water Commission of Victoria in 1986 raising) | Raised 4m in 1986, volume content refers to enlargement only
51 | PYKES CREEK |  | 1911 |  | Pykes & Myers Cks |  | BALLAN | VIC | TE |  | ie | R | 39 | 443 |  | 24000 | 2030 | I | S |  |  |  | 1100 | L | Southern Rural Water | State Rivers & Water Supply Commission, Victoria | State Rivers & Water Supply Commission, Victoria | Raised 1930 |  |  |  | 26 |  | 0
52 | BEARGAMIL |  | 1912 |  | Beargamil Ck |  | PARKES | NSW | TE |  | ic | R | 16 | 287 | 34 | 480 | 130 | S |  |  |  | 32 | 124 | L | Parkes Shire Council, NSW | Department of Public Works NSW | Department of Public Works NSW | Raised 1.1m in 1924
53 | YELDULKNIE |  | 1913 |  | Yeldulknie Ck |  | WHYALLA | SA | PG |  |  |  | 17 | 108 | 5 | 740 | 170 | R |  |  |  | 36 | 135 | L | District Council of Cleve | Sth Aust Government Hydraulic Engineer's Department | Lewis & Reid | [6 empty] | 0
54 | ULLABIDINIE |  | 1914 |  | Ullabidinie Ck |  | WHYALLA | SA | PG |  |  |  | 22 | 109 | 8 | 520 |  | R |  |  |  | 25 | 127 | L | District Council of Franklin Harbour | Sth Aust Government Hydraulic Engineer's Department | Atkins & Finlayson | [6 empty] | 0
55 | UMBERUMBERKA |  | 1914 |  | Umberumberka Ck |  | BROKEN HILL | NSW | PG | VA |  |  | 26 | 212 | 43 | 8180 | 1500 | S |  |  |  | 390 | 300 | L | Australian Inland Energy & Water | Department of Public Works NSW | Department of Public Works NSW | Due to siltation, 8162 in 1969
56 | FOUNTAINDALE |  | 1915 |  | Fountaindale Ck |  | KIAMA | NSW | VA |  |  |  | 15 | 102 | 2 | 60 | 12 | S |  |  |  | 2.65 |  |  | Kiama Municipal Council | Department of Public Works NSW | Department of Public Works NSW
57 | MOORABOOL |  | 1915 |  | Wst Morabool |  | BALLARAT | VIC | TE |  | i e/c | R | 13 | 658 | 115 | 6740 | 1586 | S |  |  |  |  | 60 | L | Central Highlands Water | JS Sherland | Starr & McLelland | Raised 1940, embankment length 658 includes spillway 51m.
58 | OLD COTTER | Cotter | 1915 |  | Cotter |  | CANBERRA | ACT | PG |  |  | R | 31 | 118 | 26 | 4650 | 500 | S |  |  |  | 482 | 850 | L | ACTEW Corporation | C'wealth Dept of Works | C'wealth Dept of Works | Raised 1951, gallery and drains constructed 1984/86, backup storage, will be drowned out by the construction of the New Cotter Dam
59 | UPPER CORDEAUX No 2 |  | 1915 |  | Cordeaux |  | WOLLONGONG | NSW | PG | VA |  |  | 21 | 248 | 11 | 1181 | 230 | S |  |  |  | 18.5 | 275 | L | Sydney Catchment Authority | Department of Public Works NSW | Department of Public Works NSW
60 | HARVEY WEIR |  | 1916 | D | Harvey |  | HARVEY | WA | PG | TE | ic | R/S | 24 | 334 | 95 | 9130 | 1500 | I |  | S |  | 373 | 133 | V | WA Water Corporation | Public Works Dept, WA | Public Works Dept, WA | Raised 1931 + stop board control, spillway prestressed 1971 and full supply level lowered 0.75 m, decommissioned 2002
61 | LAKE MANCHESTER |  | 1916 |  | Cabbage Tree Ck |  | IPSWICH | QLD | PG |  |  |  | 38 | 227 | 45 | 25690 | 2814 | S |  |  |  | 74 | 450 | L | Brisbane City Council (To be transferred to SEQWater by 1 July 2008) | Metropolitan Water Supply & Sewerage Board | Arthur Midson
62 | MELTON |  | 1916 |  | Werribee |  | MELTON | VIC | ER |  | ic | R | 35 | 181 |  | 17000 | 2450 | I |  |  |  |  | 10000 | L | Southern Rural Water | State Rivers & Water Supply Commission, Victoria | State Rivers & Water Supply Commission, Victoria | Raised 1937, 1967. Gates removed and spillway modified 1990 |  |  |  | 18 |  | 0
63 | WARREN |  | 1916 |  | South Para |  | ADELAIDE | SA | PG |  |  | R | 24 | 150 | 10 | 4790 | 1000 | S | I |  |  | 119 | 119 | L | South Australian Water Corporation | Sth Aust Government Hydraulic Engineer's Department | Atkins & Finlayson | Raised by 1.07m in 1926 | [5 empty] | 0
64 | HINDMARSH VALLEY |  | 1917 |  | Offstream |  | VICTOR HARBOR | SA | TE |  | ie | R/S | 15 | 232 | 65 | 475 | 109 |  |  |  |  | 9 | 56 | L | South Australian Water Corporation | Sth Aust Government Hydraulic Engineer's Department | Sth Aust Government Hydraulic Engineer's Department | Raised by 0.83m in 1978. Effluent storage. | [5 empty] | 0
65 | BEACONSFIELD | Beaconsfield Reservoir | 1918 |  | Haunted Gully Creek |  | PAKENHAM | VIC | TE |  | ie | R | 24 | 174 |  | 912 | 146 | S |  |  |  | 33 | 28 | L | Melbourne Water Corporation | State Rivers & Water Supply Commission, Victoria | State Rivers & Water Supply, Commission, Victoria | Concrete core wall with puddle clay each side. No longer used for water supply |  |  |  | 0 | 0 | 0
66 | LAKE CANOBOLAS |  | 1918 |  | Molong Creek |  | ORANGE | NSW | VA | PG |  |  | 13 | 285 |  | 680 | 170 | R |  |  |  |  | 300 | L | Orange City Council | Department of Public Works NSW | Department of Public Works NSW
67 | LAKE MARGARET |  | 1918 |  | Yolande |  | QUEENSTOWN | TAS | PG |  | c | R | 17 | 243 | 6 | 15374 | 1583 | H |  |  |  | 21 | 29 | L | Hydro Electric Corporation TAS | Huntley Clark | Mt Lyell Mining & Railway Co | Post tensioned in 1974 to improve stability. Upgrade design and construction by Hydro-Electric Comm. | Lake Margaret | 8 | 48 |  |  |  |  | The power station was closed in 2007 pending refurbishment.
68 | MILLBROOK |  | 1918 |  | Offstream |  | ADELAIDE | SA | TE |  | ie | R/S | 32 | 288 | 282 | 16500 | 1780 | S |  |  |  | 38 | 340 | L | South Australian Water Corporation | Sth Aust Government Hydraulic Engineer's Department | Sth Aust Government Hydraulic Engineer's Department | Raised by 0.5m in 2006 | [5 empty] | 50
69 | RIDGEWAY |  | 1918 |  | Vincents Creek |  | HOBART | TAS | VA |  | c | R | 59 | 222 | 28 | 943 | 63 | S |  |  | Off Stream | 0.8 | - | - | Hobart Water | Hobart City Council | Cornwell & Co & Hobart City Council | The dam was post tensioned in 1961 to improve stability.
70 | FRANKSTON | Frankston Reservoir | 1920 |  | Sweetwater Creek |  | FRANKSTON | VIC | TE |  | he | R/S | 19 | 264 |  | 680 | 100 | S |  |  |  | 3 | 13 | L | Melbourne Water Corporation | State Rivers & Water Supply Commission, Victoria | State Rivers & Water Supply, Commission, Victoria | Embankment remedial works in 2004 |  |  |  | 0 | 0 | 0
71 | BAROOTA |  | 1921 |  | Baroota Creek |  | PT PIRIE | SA | TE |  | ie | R/S | 31 | 301 | 409 | 6140 | 630 | S |  |  |  | 136 | 585 | L | South Australian Water Corporation | Sth Aust Government Hydraulic Engineer's Department | Atkins & Finlayson | [6 empty] | 0
72 | TOD RIVER |  | 1922 |  | Offstream |  | PT LINCOLN | SA | TE |  | ie | R/S | 25 | 351 | 263 | 11300 | 1340 | S |  |  |  | 40 | 155 | L | South Australian Water Corporation | Sth Aust Government Hydraulic Engineer's Department | Concrete Steel Contracting Co & Timms & Kidman | [6 empty] | 0
73 | CHICHESTER |  | 1923 |  | Chichester |  | MAITLAND | NSW | PG |  |  |  | 41 | 242 | 91 | 21000 | 1800 | S |  |  |  | 198 | 3300 | L | Hunter Water Corporation | Department of Public Works NSW | Department of Public Works NSW | Spillway lowered 3m in 1969; restored to original height, enlarged spillway capacity and post tensioned in 1982,new aprons constructed 2002 | Chichester | 0.1 | Commissioned 2001
74 | PINE LAKE |  | 1923 |  | Offstream |  | HORSHAM | VIC | TE |  | ie | S | 15 | 3700 |  | 64200 | 7340 | I |  |  |  |  | 0 |  | Grampians Wimmera Mallee Water | State Rivers & Water Supply Commission, Victoria | State Rivers & Water Supply Commission, Victoria
75 | TAYLOR'S LAKE |  | 1923 |  | Offstream |  | HORSHAM | VIC | TE |  | ie | S | 12 | 2200 |  | 35770 | 7400 | I |  |  |  |  | 0 | L | Grampians Wimmera Mallee Water
76 | LIMEKILN GULLY |  | 1924 |  | Humphreys Rivulet | RIVULET | HOBART | TAS | TE |  | he | R/S | 27 | 165 | 130 | 366 | 35 | S |  |  |  | 1.05 | 11 | L | Hobart Water | H. Hutchesson | Armstrong-Whitworth Pty Ltd
77 | CORDEAUX |  | 1926 |  | Cordeaux |  | WOLLONGONG | NSW | PG |  |  |  | 57 | 404 | 167 | 93600 | 7800 | S |  |  |  | 91 | 2110 | L | Sydney Catchment Authority | Department of Public Works NSW | Department of Public Works NSW
78 | LOWER CASCADE (No 2) |  | 1926 |  | Cascade Creek |  | KATOOMBA | NSW | TE |  | ic | R | 26 | 128 | 82 | 318 | 30 | S |  |  |  | 3.19 | 276 | L | Sydney Catchment Authority | Department of Public Works NSW | Department of Public Works NSW
79 | AVON |  | 1927 |  | Avon |  | MITTAGONG | NSW | PG |  |  |  | 72 | 223 | 336 | 214400 | 10550 | S |  |  |  | 142 | 1790 | L | Sydney Catchment Authority | Department of Public Works NSW | Department of Public Works NSW | Includes 168 ER placed in 1970
80 | CONNOLLY |  | 1927 |  | Rosenthal Ck |  | WARWICK | QLD | ER |  | ic | R | 22 | 145 | 115 | 2590 | 550 | S |  |  |  | 134 | 540 | L | Southern Downs Regional Council | Water Resources Commission | McLeod & Co
81 | GLENMAGGIE |  | 1927 |  | Macalister |  | SALE | VIC | PG |  |  | R | 37 | 295 | 77 | 190410 | 17600 | I | I | H |  |  | 3400 | V | Southern Rural Water | State Rivers & Water Supply Commission, Victoria | State Rivers & Water Supply Commission, Victoria | Raised 1958 by addition of gates, stabilised using ground anchors, 1989, turbine added 1994 | Glenmaggie | 4 | 9 | 360 |  | <50
82 | MAROONDAH | Maroondah Reservoir | 1927 |  | Watts River |  | HEALESVILLE | VIC | PG |  | c | R | 41 | 291 | 132 | 28200 | 2000 | S |  |  |  | 104 | 465 | L | Melbourne Water Corporation | Melbourne & Metropolitan Board of Works | Melbourne & Metropolitan Board of Works | Spillway enlarged 1989, stabilised using ground anchors |  |  |  | 0 | 0 | 0
83 | BORENORE CREEK |  | 1928 |  | Borenore |  | MOLONG | NSW | VA |  |  |  | 17 | 123 | 4 | 325 | 70 | S |  |  |  | 22 | 160 | L | Cabonne Shire Council | Department of Public Works NSW | Robert Hood Dept of Public Works NSW | Raised 1943
84 | BURRINJUCK |  | 1928 |  | Murrumbidgee |  | YASS | NSW | PG |  |  |  | 91 | 233 | 394 | 1026000 | 55000 | I |  | H |  | 13000 | 29100 | V,L | Dept. Land Water Conservation | Water Conservation & Irrigation Commission, PWD NSW | Water Conservation & Irrigation Commission, PWD NSW | Original PG completed 1927; raised 1956 includes vol of original PG; dam raised in 1994 & post-tensioned for addional spillway capacity | Burrinjuck | 28 | 24.5 |  |  | 0
85 | O'SHANNASSY | O'Shannassy Reservoir | 1928 |  | O'Shannassy |  | WARBURTON | VIC | TE |  | ic | S/R | 34 | 226 | 245 | 3100 | 270 | S |  |  |  | 119 | 500 | L | Melbourne Water Corporation | Melbourne & Metropolitan Board of Works | Melbourne & Metropolitan Board of Works | Spillway enlarged and full supply level lowered in 1987 |  |  |  | 0 | 0 | 0
86 | PUDDLEDOCK CREEK |  | 1928 |  | Puddledock Ck |  | ARMIDALE | NSW | VA |  |  |  | 19 | 190 | 5 | 1700 | 150 | S |  |  |  | 25 | 320 | L | Armidale City Council | Department of Public Works NSW | Department of Public Works NSW
87 | WOODFORD CREEK |  | 1928 |  | Woodford Creek |  | KATOOMBA | NSW | VA |  |  |  | 16 | 114 | 4 | 864 | 210 | S |  |  |  | 9.8 | 209 | L | Sydney Catchment Authority | Department of Public Works NSW | Department of Public Works NSW | Raised 2.4m in 1930's and 3m in 1948
88 | WURDEE BOLUC |  | 1928 |  | Off Stream |  | GEELONG | VIC | TE |  | he | S | 11 | 8658 | 821 | 40140 | 5640 | S |  |  |  |  | NA |  | Barwon Water | Geelong & District Water Board, Rural Water Commission, Gutteridge Haskins & Davey | JJ McDonald and Sons | Original construction by SR&WSC, raised in 1955 by Geelong Waterworks & Sewerage Trust, raised in 1991 by Geelong & District Water Board
89 | CHURCHMAN BROOK |  | 1929 |  | Churchman Bk |  | PERTH | WA | TE |  | ie | S/R | 26 | 231 | 225 | 2160 | 230 | S |  |  |  | 16 | 290 | L | WA Water Corporation | Metropolitan Water Authority | Metropolitan Water Authority | Spillway enlarged 1966
90 | RIFLE CREEK |  | 1929 |  | Rifle Ck |  | MT ISA | QLD | VA |  |  | R | 18 | 120 | 6 | 9490 | 1500 | S |  |  |  | 88 | 144 | L | Mount Isa Mines Ltd | Mount Isa Mines Ltd | Mount Isa Mines Ltd | Spillway raised 1.5m in 1954, Supply for thermal power station
91 | SOOLEY |  | 1930 |  | Sooley Creek |  | GOULBURN | NSW | PG |  |  | R | 15 | 240 | 5 | 4550 | 1200 | S |  |  |  | 112 | 285 | V | Goulburn City Council | Department of Public Works NSW Gutteridge Haskins & Davey | T Connell (Original) Thiess Bros Pty Ltd | Raised in 1961 by 3m. Further 2m raising to increase storage and flood capacity.
92 | DRAKES BROOK | Lake Moyanup | 1931 |  | Drakes Brook |  | WAROONA | WA | TE |  | he | S | 17 | 177 | 61 | 2290 | 417 | I |  |  |  | 59 | 51 | L | WA Water Corporation | Public Works Dept, WA | Public Works Dept, WA
93 | SPRING CREEK |  | 1931 |  | Spring Creek |  | ORANGE | NSW | TE |  | ie | R | 17 | 268 |  | 4680 | 1100 | S |  |  |  | 63 | 310 | L | Orange City Council | Department of Public Works NSW | Department of Public Works NSW | Raised 1947 - bywash provided, raised 1969,
94 | TENTERFIELD CREEK |  | 1931 |  | Tenterfield Ck |  | TENTERFIELD | NSW | PG |  |  |  | 13 | 360 | 6 | 1150 | 400 | S |  |  |  | 38 | 800 | L | Tenterfield Shire Council | Department of Public Works NSW | Department of Public Works NSW | Raised 1.8m by prestressing in 1974
95 | COEYPOLLY CREEK No 1 |  | 1932 |  | Quipolly Creek |  | WERRIS CK | NSW | VA |  |  |  | 19 | 190 |  | 850 | 150 | S |  |  |  | 70 | 500 | L | Parry Shire Council | Department of Public Works NSW | Department of Public Works NSW | Silted up, disused
96 | SILVAN | Silvan Reservoir | 1932 |  | Stoneyford Creek |  | LILYDALE | VIC | TE |  | ic | S/R | 40 | 650 | 1610 | 40580 | 3340 | S |  |  |  | 9 | 40 | L | Melbourne Water Corporation | Melbourne & Metropolitan Board of Works | Melbourne & Metropolitan Board of Works | Rockfill placed on downstream face 1986 | Cardinia Hydro | 5 | 11 | 0 | 0 | 0
97 | FLAT ROCK CREEK |  | 1933 |  | Flat Rock Creek |  | NOWRA | NSW | VA |  |  |  | 14 | 80 |  | 570 | 110 | S |  |  |  |  | 140 | L | Shoalhaven City Council | Department of Public Works NSW | Department of Public Works NSW
98 | INGLEBURN |  | 1933 |  | Offstream |  | SYDNEY | NSW | MV |  |  |  | 16 | 168 | 2 | 42 |  | S | [5 empty] | L | Sydney Catchment Authority | Department of Public Works NSW | Department of Public Works NSW
99 | WELLINGTON |  | 1933 |  | Collie |  | COLLIE | WA | PG |  |  |  | 37 | 367 | 90 | 185200 | 16100 | I | H | S |  | 2845 | 1432 | L | WA Water Corporation | Public Works Dept, WA | Public Works Dept, WA | Raised 1944, 1960 | Wellington | 2 | 10 | 58
100 | BOGOLONG |  | 1934 |  | Bogolong Creek |  | GRENFELL | NSW | TE |  | he | R | 11 | 701 |  | 360 | 100 | S |  |  |  |  | 170 | L | Central Tablelands County Council | Department of Public Works NSW | Department of Public Works NSW
101 | LYSTERFIELD |  | 1934 |  | Eumemmering Ck |  | MELBOURNE | VIC | TE |  | he | S | 14 | 523 |  | 4200 | 840 | S |  |  |  |  | 57 | L | Parks Victoria | State Rivers & Water Supply Commission, Victoria | State Rivers & Water Supply Commission, Victoria
102 | NEPEAN |  | 1935 |  | Nepean |  | MITTAGONG | NSW | VA | PG |  |  | 82 | 216 | 230 | 70170 | 3250 | S |  |  |  | 319 | 6240 | L | Sydney Catchment Authority | Department of Public Works NSW | Department of Public Works NSW | Spillway crest lowered 3.3m in 1989, pending dam wall post-tensioning and buttressing and spillway modification in 1992
103 | CASCADE |  | 1936 |  | Cascade |  | LAUNCESTON | TAS | ER |  | fc | R | 27 | 130 | 42 | 3600 | 470 | I | S |  |  | 34 | 368 | L | Rivers & Water Supply Commission | Donohue & Carter | J. & T. Gunn | Replaced the Briseis Dam which failed during the April 1929 flood with the loss of 14 lives. Now supplies water to the Winnaleah Irrigation District. |  |  |  | 13.5
104 | HUME |  | 1936 |  | Murray |  | ALBURY | NSW | TE | PG | ic | R/S | 51 | 1615 | 4419 | 3038000 | 202400 | I |  | H |  | 15540 | 7929 | V | Murray Darling Basin Commission | WRC NSW, PWD NSW, SR & WS Commission VIC | WRC NSW, PWD NSW, SR & WS Comm VIC | Raised 1961: includes 440 BC, concrete section stabilised for increase in water level by post tensioning, restressed 1987. Substantial stabilisation works on No.s 1 and 2 embankments 1999 - 2007 | Hume | 60 | 220 |  |  | 0
105 | WINBURNDALE |  | 1936 |  | Winburndale | RIVULET | BATHURST | NSW | PG | TE |  | R | 22 | 233 | 10 | 1700 | 260 | S |  |  |  | 88 | 1400 | L | Bathurst City Council | Department of Public Works NSW | Department of Public Works NSW
106 | YALLOURN WEIR |  | 1936 |  | Latrobe |  | YALLOURN | VIC | PG |  |  | R/S | 12 | 120 | 2 | 490 | 150 | S |  |  |  |  | 4100 | L,V | Southern Rural Water | State Electricity Commission, Victoria | State Electricity Commission, Victoria | Original weir destroyed by flood 1934, rebuilt 1935, provides cooling water for thermal power station | [5 empty] | 0
107 | BACK CREEK |  | 1937 |  | Kentgrove Creek |  | CROOKWELL | NSW | VA |  |  |  | 15 | 106 | 2 | 450 | 160 | S |  |  |  |  | 270 | L | Crookwell Shire Council | Department of Public Works NSW | Department of Public Works NSW
108 | CAPTAINS FLAT |  | 1938 |  | Molonglo |  | QUEANBEYAN | NSW | PG |  |  |  | 16 | 65 | 2 | 820 | 100 | S |  |  |  | 34 |  | L | Yarrowlumla Shire Council | Donoghue & Carter | Lake George Mines Ltd | Auxiliary spillway lowered 0.3m and wall post tensioned in 1992
109 | CASCADE No 3 |  | 1938 |  | Cascade |  | KATOOMBA | NSW | TE |  | ic | R | 30 | 247 | 199 | 1704 | 230 | S |  |  |  | 1.72 | 99 | L | Sydney Catchment Authority | Blair & Stuckey | Blue Mountians City Council
110 | MOUNT BOLD |  | 1938 |  | Onkaparinga |  | ADELAIDE | SA | VA | PG |  | R | 58 | 232 | 105 | 46180 | 3050 | S |  |  |  | 388 | 1170 | V | South Australian Water Corporation | Sth Aust Government Eng & Water Supply Department | Essery & Cartledge (Orig) | Raised by 4m in 1963 | [5 empty] | 0
111 | TANK HILL |  | 1938 |  | Off Stream |  | WARRNAMBOOL | VIC | TE |  | i | R/S | 19 | 213 |  | 760 | 134 | S | [5 empty] | L | Wannon Water | State Rivers & Water Supply Commission, Victoria | State Rivers & Water Supply Commission, Victoria | Concrete core wall with puddle clay each side
112 | YARRAWONGA WEIR | Lake Mulwala | 1939 |  | Murray |  | YARRAWONGA | VIC | TE |  | ie | R/S | 22 | 489 | 126 | 117500 | 43900 | I | S |  |  |  | 3540 | V | Murray Darling Basin Commission | State Rivers & Water Supply Commission, Victoria | State Rivers & Water Supply Commission, Victoria | Includes 32 (bc) | Yarrawonga Weir | 10 | 48 | Diversion | 0 | 0?
113 | CANNING |  | 1940 |  | Canning |  | PERTH | WA | PG |  |  |  | 70 | 466 | 272 | 90500 | 5030 | S |  |  |  | 782 | 822 | L | WA Water Corporation | Public Works Dept, WA | Public Works Dept, WA | Remedial works involving post tensioning undertaken from 1999 to 2002
114 | INVERELL |  | 1940 |  | Macintyre |  | INVERELL | NSW | PG |  |  |  | 11 | 230 | 8 | 1530 | 500 | S | R |  |  | 600 | 1200 | L | Inverell Shire Council | Harding Frew & Van Hemert | Inverell Municipal Council
115 | LAKE ENDEAVOUR |  | 1940 |  | Billabong Creek |  | PARKES | NSW | TE | ER | ic | R | 21 | 200 |  | 2400 | 600 | S |  |  |  | 143 | 1150 | L | Parkes Shire Council | Department of Public Works NSW | Parkes Municipal Council
116 | WARRAGAMBA WEIR |  | 1940 |  | Warragamba |  | PENRITH | NSW | PG |  |  |  | 21 | 44 | 13 | 2954 | [7 empty] | L | Sydney Catchment Authority | Metropolitan Water Sewerage & Drainage Board, Sydney | Metropolitan Water Sewerage & Drainage Board, Sydney
117 | LAURISTON |  | 1941 |  | Coliban |  | KYNETON | VIC | CB | ER |  | R | 33 | 244 | 42 | 20000 | 2080 | S | I |  |  |  | 1295 | V | Coliban Water | State Rivers & Water Supply Commission, Victoria | State Rivers & Water Supply Commission, Victoria | Raised 1949, secondary embankment 7m high and 197 long, includes 17 (TE) and ER in abutment sections | [5 empty] | <10
118 | SAMSON BROOK |  | 1941 |  | Samson Brook |  | WAROONA | WA | TE |  | he | S | 31 | 243 | 184 | 9170 | 1060 | I |  | S |  | 65 | 71 | V | WA Water Corporation | Public Works Dept, WA | Public Works Dept, WA | Stopboard control removed 1985
119 | WORONORA |  | 1941 |  | Woronora |  | SYDNEY | NSW | PG |  |  |  | 66 | 390 | 285 | 71800 | 3800 | S |  |  |  | 75 | 1470 | L | Sydney Catchment Authority | Metropolitan Water Sewerage & Drainage Board, Sydney | Metropolitan Water Sewerage & Drainage Board, Sydney
120 | COOBY CREEK |  | 1942 |  | Cooby Ck |  | TOOWOOMBA | QLD | ER |  | fc | R | 30 | 207 | 71 | 23092 | 3014 | S |  |  |  | 169 | 680 | L | Toowoomba Regional Council | Water Resources Commission | Water Resources Commission
121 | GORDONBROOK |  | 1942 |  | Stuart |  | KINGAROY | QLD | TE | ER | fe | R/S | 21 | 480 | 120 | 6500 | 2350 | S |  |  |  | 605 | 2000 | L | South Burnett Regional Council | Local Govt Dept (Orig), John Wilson and Partners (Raising) | Local Govt Dept (Orig), J B Davies (Raising) | Raised 3m in 1987
122 | GREAVES CREEK |  | 1942 |  | Greaves Creek |  | KATOOMBA | NSW | VA |  |  |  | 19 | 67 | 1 | 311 | 50 | S |  |  |  | 7.36 | 90 | L | Sydney Catchment Authority | Department of Public Works NSW | Department of Public Works NSW
123 | MANTON |  | 1942 |  | Manton |  | DARWIN | NT | VA |  |  | R | 24 | 124 | 5 | 15910 | 5455 | R |  |  |  | 81.6 | 400 | L | Power and Water Corporation | Department of Interior | Manton Construction Ltd | Dam extends 5m below river bed level | [6 empty] | 131o 07' 37.227 E | 12o 50' 25.587" S
124 | JUNCTION |  | 1945 |  | East Kiewa |  | WODONGA | VIC | CB |  |  |  | 26 | 122 | 15 | 1480 | 120 | H |  |  |  |  | 570 | L | AGL | State Electricity Commission, Victoria | State Electricity Commission, Victoria |  | Clover | 29 | 60
125 | LOOMBAH |  | 1946 |  | Ryan's Creek |  | BENALLA | VIC | TE |  | ie | R/S | 14 | 170 | 34 | 677 | 160 | S |  |  |  |  | 235 | L | North East Water | Garlick & Stewart | Snell & Handley
126 | STIRLING |  | 1948 |  | Harvey |  | HARVEY | WA | TE |  | he | R/S | 53 | 274 | 570 | 56980 | 3940 | I |  |  |  | 251 | 275 | V | WA Water Corporation | Public Works Dept, WA | Public Works Dept, WA | Stopboard control removed 1985
127 | CLARK | Lake King William | 1949 |  | Derwent |  | QUEENSTOWN | TAS | VA |  | c | R | 67 | 378 | 159 | 539340 | 41450 | H |  |  |  | 575 | 687 | V | Hydro Electric Corporation TAS | Hydro Electric Commission TAS | Hydro Electric Commission TAS | Raised 6m by prestressed cantilever wall in 1966. Head storage for the Derwent River Power Stations. | Butlers Gorge & Tarraleah | 106 | 684
128 | OBERON |  | 1949 |  | Fish |  | OBERON | NSW | CB | TE |  | R/S | 34 | 378 |  | 45420 | 4128 | S |  |  |  | 140 | 280 | L | Dept. Land Water Conservation | Department of Public Works NSW | Department of Public Works NSW | Raised 1957
129 | EASTINE CREEK |  | 1950 |  | Eastine Creek |  | MT GARNET | QLD | TE |  |  |  | 13.8 | 220 |  | 181 | 80 | S |  |  |  | 4.46 |  | L | Tablelands Regional Council
130 | LAKE GEORGE |  | 1950 |  | Pandanus Creek |  | CHILLAGOE | QLD | ER |  |  |  | 15 | 110 |  | 1000 | 710 | S |  |  |  | 27.5 |  |  | Goldstone Pty Ltd
131 | E Z RISDON |  | 1951 |  | Offstream |  | HOBART | TAS | ER |  |  |  | 17 | 161 | 65 | 90 | 20 | S |  |  | Off Stream |  | - | - | Pasminco | Electrolytic Zinc Co | Electrolytic Zinc Co | Reservoir currently kept empty.
132 | WHITE SWAN |  | 1951 |  | Off Stream |  | BALLARAT | VIC | TE |  | ie | R | 41 | 479 | 887 | 14107 | 1240 | S |  |  |  |  | Nil |  | Central Highlands Water | Ballarat Water Commission | Ballarat Water Commission Dayal Singh | Includes secondary embankment 21m high and 363m long
133 | BRADYS | Bradys Lake | 1953 |  | Brady's Creek |  | QUEENSTOWN | TAS | ER |  | ie | R/S | 20 | 805 | 292 | 71120 | 6290 | H |  |  |  | 23 | 62 | L | Hydro Electric Corporation TAS | Hydro Electric Commission TAS | Hydro Electric Commission TAS | The second of a series of ponds connected by a canal to Tungatinah Lagoon, the head pond for the Tungatinah Power Station.
134 | BRONTE | Bronte Lagoon | 1953 |  | Woodwards Creek |  | QUEENSTOWN | TAS | ER |  | ie | R/S | 10 | 311 | 27 | 19210 | 5620 | H |  |  |  | 17 | 53 | L | Hydro Electric Corporation TAS | Hydro Electric Commission TAS | Hydro Electric Commission TAS | The first of a series of ponds connected by a canal to Tungatinah Lagoon, the head pond for the Tungatinah Power Station.
135 | GORGE WEIR |  | 1953 |  | Burdekin |  | DALBEG | QLD | PG |  |  | R | 7.7 | 391 |  | 9090 | 2380 | I | [5 empty] | V | SunWater | Water Resources Commission | Water Resources Commission | Spillway controlled by drop boards |  | n/a | n/a | n/a | n/a | n/a
136 | LAKE AUGUSTA |  | 1953 |  | Ouse |  | LAUNCESTON | TAS | ER |  | ie | S | 13 | 970 | 106 | 23450 | 11290 | H |  |  |  | 220 | 830 | L | Hydro Electric Corporation TAS | Hydro Electric Commission TAS | Hydro Electric Commission TAS | Water diverted to Great Lake for power production via the Poatina Power Station.
137 | LAKE BINNEY |  | 1953 |  | Big Marsh Creek |  | QUEENSTOWN | TAS | ER |  | ie | R/S | 10 | 1262 | 192 | 26420 | 4090 | H |  |  |  | 52 | - | # | Hydro Electric Corporation TAS | Hydro Electric Commission TAS | Hydro Electric Commission TAS | The third of a series of ponds connected by a canal to Tungatinah Lagoon, the head pond for the Tungatinah Power Station. # Spills via a canal system. | Tungatinah | 130 | 579
138 | PINE TIER | Pine Tier Lagoon | 1953 |  | Nive |  | QUEENSTOWN | TAS | PG |  | c | R | 40 | 195 | 77 | 7420 | 830 | H |  |  |  | 736 | 2432 | L | Hydro Electric Corporation TAS | Hydro Electric Commission TAS | Hydro Electric Commission TAS | Diverts water to Bronte Lagoon via a flume and canal.
139 | ROCKLANDS |  | 1953 |  | Glenelg |  | HORSHAM | VIC | PG | ER | c | R | 24 | 490 | 69 | 348310 | 68500 | S |  |  |  |  | 764 | L | Grampians Wimmera Mallee Water | State Rivers & Water Supply Commission, Victoria | State Rivers & Water Supply Commission, Victoria | Volume includes 15 (er) and (te)
140 | ROCKY CREEK |  | 1953 |  | Rocky Creek |  | LISMORE | NSW | TE |  | ic | R | 28 | 220 | 153 | 13590 | 2000 | S |  |  |  | 31 | 730 | L | Rous County Council | Gutteridge, Haskins and Davey | Dayal Singh | Investigations completed for raising and drainage works (2008).
141 | SOMERSET | Lake Somerset | 1953 |  | Stanley |  | KILCOY | QLD | PG |  |  | R | 50 | 305 | 203 | 380000 | 43500 | S | C | R | H | 1330 | 4650 | V | SEQ Water | Bureau of Industry | Stanley River Works Board | Stage storage 1943, practical completion 1953, 2160m3/s low level outlets 2490m3/s spillway | Somerset Dam | 3.2 | 12 | n/a | 524 | 10
142 | BOSTOCK |  | 1954 |  | East Moorabool |  | BALLAN | VIC | ER | TE | ie | R | 27 | 271 | 150 | 7500 | 850 | S |  |  |  |  | 850 | L | Barwon Water | Geelong Waterworks & Sewerage Trust | Thiess Brothers | Includes secondary embankment 5m high and 340m long
143 | LAKE ROWLANDS |  | 1954 |  | Coombing Creek |  | CARCOAR | NSW | CB |  |  |  | 20 | 444 |  | 4500 | 800 | S |  |  |  | 197 | 1500 | L | Central Tablelands County Council | Gutteridge, Haskins & Davey | Bowers & Laird Pty Ltd & Central Tablelands County CL
144 | RYLSTONE |  | 1954 |  | Cudgegong |  | RYLSTONE | NSW | VA |  |  |  | 15 | 259 | 5 | 3320 | 330 | S |  |  |  | 535 | 1400 | L | Rylstone Shire Council | Department of Public Works NSW | Department of Public Works NSW
145 | STORM KING |  | 1954 |  | Quart Pot Ck |  | STANTHORPE | QLD | PG |  |  |  | 10 | 198 |  | 2180 | 830 | S |  |  |  | 93 |  | L | Southern Downs Regional Council | J Mulholland | Stanthorpe Shire Council
146 | AROONA |  | 1955 |  | Aroona Creek |  | LEIGH CREEK | SA | PG |  |  |  | 26 | 236 | 46 | 7520 | 880 | S |  |  |  | 684 | 1415 | L | ETSA Utilities | Eng & Water Supply Dept & Electricity Trust of South Aust | Electricity Trust of Sth Aust | [6 empty] | 0
147 | COEYPOLLY CREEK No 2 |  | 1955 |  | Quipolly Creek |  | WERRIS CREEK | NSW | ER | TE | ie | R | 21 | 200 | 124 | 5400 | 1500 | S |  |  |  | 98.4 | 650 | L | Parry Shire Council | Department of Public Works NSW | Dayal Singh Dept of Public Works NSW | Design of remedial works for flood and stability in progress, 2008.
148 | GUTHEGA |  | 1955 |  | Snowy |  | COOMA | NSW | PG |  |  |  | 34 | 139 | 44 | 1604 | 194 | H |  |  |  | 91 | 1416 | L | Snowy Hydro | Semler Engineering | Semler Engineering | Flashboards 1826000 m3 | Guthega | 60 | 172 | na |  | 0
149 | TREVALLYN |  | 1955 |  | South Esk |  | LAUNCESTON | TAS | PG |  | c | R | 33 | 177 | 61 | 12330 | 1480 | H |  |  |  | 8986 | 8500 | L | Hydro Electric Corporation TAS | Hydro Electric Commission TAS | Hydro Electric Commission TAS | Also receives water from Great Lake via the Poatina Power Station. | Trevallyn | 84 | 492
150 | CAIRN CURRAN | Cairn Curran | 1956 |  | Loddon |  | MALDON | VIC | TE |  | ie | R | 44 | 1548 | 811 | 148000 | 19000 | I | H |  |  | 1593 | 4100 | V | Goulburn-Murray Water | State Rivers & Water Supply Commission, Victoria | Utah (Aust) Ltd | Includes secondary embankment 15 m high & 853 m long, both embankments upgraded in 2007 by construction of downstream filters | Cairn Curran | 2 | 1 | 125
151 | CLOVER |  | 1956 |  | East Kiewa |  | WODONGA | VIC | CB |  |  |  | 20 | 75 | 9 | 290 | 40 | H |  |  |  |  | 960 | L | AGL | State Electricity Commission, Victoria | State Electricity Commission, Victoria |  | West Kiewa | 61 | 170
152 | DEE | Dee Lagoon | 1956 |  | Dee |  | QUEENSTOWN | TAS | TE |  | ie | R/S | 15 | 274 | 93 | 41920 | 6290 | H |  |  |  | 237 | 195 | L | Hydro Electric Corporation TAS | Hydro Electric Commission TAS | Hydro Electric Commission TAS | Receives water from the Lake Echo Power Station and diverts it to Bradys Lake for use at the Tungatinah Power Station.
153 | EILDON | Lake Eildon | 1956 |  | Goulburn |  | EILDON | VIC | ER |  | ie | R | 83 | 983 | 10200 | 3390000 | 138320 | I | H |  |  | 3885 | 3356 | V | Goulburn-Murray Water | State Rivers & Water Supply Commission, Victoria | Utah (Aust) Ltd | Replaced Old Sugarloaf Dam 1955. Embankment raised by 4m & parapet wall constructed in 2005 | Eildon | 135 | 226 | 1912 |  | <50
154 | LAKE ECHO |  | 1956 |  | Dee |  | QUEENSTOWN | TAS | TE |  | ie | R/S | 19 | 305 | 160 | 725490 | 40690 | H |  |  |  | 100 | 92 | V | Hydro Electric Corporation TAS | Hydro Electric Commission TAS | Hydro Electric Commission TAS | Diverts water via the Lake Echo Power Station to Dee Lagoon. | Lake Echo | 33 | 84
155 | OAKY RIVER |  | 1956 |  | Oaky |  | ARMIDALE | NSW | PG | ER | fe | R | 18 | 133 |  | 2700 |  | H |  |  |  | 200 | 1300 | V | New England County Council | Z J Buzo | A V Jennings / Thiess Construction
156 | UPPER GRASSY |  | 1956 |  | Grassy |  | CURRIE | TAS | TE |  | ie | R | 16 | 59 | 30 | 280 | 40 | S |  |  |  | 20 | 26 | L | King Island Council | D I McLelland | Roche Brothers | Water supply for abandoned mining operation. Further mining operations being evaluated in 2008.
157 | WAYATINAH | Wayatinah Lagoon | 1956 |  | Derwent |  | QUEENSTOWN | TAS | ER |  | ie | R/S | 24 | 549 | 125 | 8860 | 2410 | H |  |  |  | 2112 | 3115 | L | Hydro Electric Corporation TAS | Hydro Electric Commission TAS | Hydro Electric Commission TAS | Receives water from the Nive River via the Liapootah Power Station, | Wayatinah | 46 | 258
158 | BOLGANUP |  | 1957 |  | Bolganup Creek |  | MT BARKER | WA | TE |  | he | R/S | 19 | 258 | 65 | 225 | 40 | S |  |  |  | 3 | 20 | L | WA Water Corporation | Public Works Department, WA | Public Works Department, WA | Spillway upgraded and downstream berm added 1998
159 | CHIFLEY |  | 1957 |  | Campbells |  | BATHURST | NSW | ER | TE | ie | R | 38 | 455 |  | 30800 | 2200 | S |  |  |  | 960 | 9800 | L | Bathurst City Council | Department of Public Works NSW | Department of Public Works NSW | Embankment raised 5.5m and spillway capacity increased from 2265 to 9800 in 2001
160 | DUNGOWAN |  | 1957 |  | Dungowan Creek |  | TAMWORTH | NSW | TE |  | ie | R | 34 | 342 | 320 | 5700 | 500 | S |  |  |  | 125 | 3910 | V | Tamworth City Council | Blair & Stuckey, Dept of Public Works, NSW | Dayal Singh/Roche Bros | Embankment raised and extra fuseplug spillway constructed
161 | LAUGHING JACK | Laughing Jack Lagoon | 1957 |  | Powers Rivulet |  | QUEENSTOWN | TAS | ER |  | ie | R/S | 17 | 170 | 68 | 24780 | 3410 | H |  |  |  | 30 | 28 | L | Hydro Electric Corporation TAS | Hydro Electric Commission TAS | Hydro Electric Commission TAS | The dam has an internal flow through spillway arrangement over a concrete capped core. Water diverted via Bronte Lagoon to Tungatinah Power Station.
162 | LEICHHARDT RIVER | Lake Moondarra | 1957 |  | Leichhardt |  | MT ISA | QLD | ER |  | fc | R | 27.5 | 259 | 153 | 103050 | 21900 | S | R |  |  | 1148 | 3539 | L | Mount Isa Water Supply Board | Gutteridge, Haskins & Davey Pty Ltd | Thiess Bros Pty Ltd & Utah Construction Co | Spillway raised 1.52m in 1971, Vol includes 8(bc), 145(er)
163 | RYDAL |  | 1957 |  | Off Stream Storage |  | RYDAL | NSW | TE |  | he |  | 16 | 460 |  | 370 | 70 | S |  |  |  | 1.5 | 75 | L | Dept. Land Water Conservation | Public Works Dept NSW | WV Hall and Elliott
164 | SERPENTINE PIPEHEAD |  | 1957 |  | Serpentine |  | PERTH | WA | TE | PG |  |  | 16 | 146 | 15 | 3140 | 608 | S |  |  |  | 692 | 685 | L | WA Water Corporation | Metropolitan Water Authority, Perth | Metropolitan Water Authority, Perth | Stopgate control removed 1980, + 5 (bc) & 10 (te), additional 2 (te) in secondary embankment
165 | UPPER YARRA | Upper Yarra Reservoir | 1957 |  | Yarra River |  | WARBURTON | VIC | TE |  | ie | R | 89 | 610 | 5660 | 204895 | 7500 | S |  |  |  | 337 | 3392 | L | Melbourne Water Corporation | Melbourne & Metropolitan Board of Works | Melbourne & Metropolitan Board of Works |  |  |  |  | 0 | 0 | 0
166 | COCHRANE |  | 1958 |  | Georges Creek |  | BEGA | NSW | TE |  | ic | R/S | 29 | 199 | 116 | 4800 |  | H |  |  |  | 34.7 | 424 | V | Pacific Power | A R Blair & Stuckey | Thiess Bros Pty Ltd | Earthfill dam and concrete spillway
167 | EUCUMBENE |  | 1958 |  | Eucumbene |  | COOMA | NSW | TE |  | ie | R/S | 116 | 579 | 6735 | 4798400 | 145422 | H |  |  |  | 683 | 470 | V | Snowy Hydro | US Bureau of Reclamation & Dept of Public Works | Dept of Public Works, NSW & Kaiser-Walsh-Perini-Raymond | Spillway modified and gates added |  |  |  | na |  | 800
168 | GLENBAWN |  | 1958 |  | Hunter |  | SCONE | NSW | ER |  | ie | R | 100 | 1125 | 10788 | 870000 | 28700 | I | S |  |  | 1300 | 11115 | L | Dept. Land Water Conservation | Water Conservation & Irrigation Commission, NSW | Water Conservation & Irrigation Commission, NSW | Dam raised 22m to present height in 1987 | Glenbawn | 6 | 4.4 |  |  | 0
169 | KNIGHTS CREEK |  | 1958 |  | Knight's Creek |  | HOBART | TAS | ER |  | fc | R | 36 | 198 | 193 | 545 | 63 | S |  |  |  | 8 | 18 | L | Hobart Water | Fowler & England | Hillier & Regan | Water supply reservoir, back in service after water quality problem in the catchment area.
170 | KORUMBURRA No 3 | Bellview Creek | 1958 |  | Bellview Creek |  | KORUMBURRA | VIC | TE |  | he | R | 16 | 100 | 38 | 501.5 | 79.6 | S |  |  |  |  | 23 | L | South Gippsland Water | Scott Furphy | A D Hillgrove
171 | SIDELING CREEK | Lake Kurwongbah | 1958 |  | Sideling Ck |  | PETRIE | QLD | TE |  | he | R/S | 23 | 500 | 280 | 14370 | 3470 | S | R |  |  | 53 | 710 | L | Moreton Bay Regional Council (To be transferred to SEQWater by 1 July 2008) | John Wilson and Partners | R G Furney & Dillingham Constructions (Qld) Pty Ltd | Raised 2m in 1969
172 | SOUTH PARA |  | 1958 |  | South Para |  | ADELAIDE | SA | TE |  | he | R/S | 46 | 284 | 553 | 45330 | 4440 | S |  |  |  | 228 | 2260 | L | South Australian Water Corporation | Sth Aust Government Eng & Water Supply Department | Sth Aust Government Eng & Water Supply Department | [6 empty] | 0
173 | TINAROO FALLS | Lake Tinaroo | 1958 |  | Barron |  | ATHERTON | QLD | PG |  |  | R | 42 | 533 | 223 | 438900 | 35000 | I | S | H | R | 545 | 1160 | L | SunWater | Water Resources Commission | Water Resources Commission | Hydro station 81 km downstream fed from weir at head of falls | Barron Falls | 60 | 174 | 218 | n/a | 10
174 | TUMUT POND |  | 1958 |  | Tumut |  | COOMA | NSW | VA |  |  |  | 86 | 218 | 141 | 52793 | 2027 | H |  |  |  | 332 | 1926 | V | Snowy Hydro | US Bureau of Reclamation | Kaiser-Walsh-Perini-Raymond |  | Tumut 1 | 330 | 847 |  |  | 0
175 | BUNDANOON |  | 1959 |  | Bundanoon Ck |  | MOSS VALE | NSW | VA |  |  |  | 35 | 45 |  | 2040 | 300 | S |  |  |  | 52 | 180 | L | Wingecarribee Shire Council | Department of Public Works NSW | Department of Public Works NSW
176 | CORELLA |  | 1959 |  | Corella |  | MT ISA | QLD | ER |  | fc | R | 22.9 | 160 | 84 | 15300 | 2740 | S | R |  |  | 385 | 850 | L | Department of Natural Resources and Water | Gutteridge, Haskins & Davey Pty Ltd | Thiess Bros Pty Ltd | Gates inoperative & fixed open
177 | HAPPY JACK |  | 1959 |  | Tumut |  | COOMA | NSW | PG |  |  |  | 29 | 76 | 9 | 271 | 53 | H |  |  |  |  | 1827 | L | Snowy Hydro | US Bureau of Reclamation | Kaiser-Walsh-Perini-Raymond | [6 empty] | 0
178 | MIDDLE CREEK |  | 1959 |  | Middle Ck |  | SARINA | QLD | TE | ER |  |  | 26 | 130 | 55 | 1486 |  | S |  |  |  | 7 | 260 | L | Mackay Regional Council | Pollock and Barton | Teitzel Constructions Pty Ltd
179 | PALUMA |  | 1959 |  | Swamp Ck |  | INGHAM | QLD | TE | ER | ie | R/S | 20 | 318 | 122 | 11800 | 8000 | S |  |  |  | 8 | 100 | L | Townsville City Council | Local Govt Dept | Thiess Bros Pty Ltd
180 | ROCKY VALLEY |  | 1959 |  | East Kiewa |  | WODONGA | VIC | ER |  | ie | R | 32 | 518 | 459 | 28370 | 2650 | H |  |  |  |  | 85 | L | AGL | State Electricity Commission, Victoria | State Electricity Commission, Victoria |  | McKay Creek | 120 | 103
181 | TANTANGARA |  | 1959 |  | Murrumbidgee |  | COOMA | NSW | PG |  |  |  | 45 | 216 | 74 | 254099 | 21177 | H |  |  |  | 460 | 900 | L | Snowy Hydro | Snowy Mountains Hydro-Electric Authority | Utah-Brown & Root Sudamericana | [6 empty] | 0
182 | TULLAROOP | Tullaroop | 1959 |  | Tullaroop Creek |  | MARYBOROUGH | VIC | TE | ER | ie | S/R | 41 | 1502 | 788 | 74000 | 7420 | I | S |  |  | 743 | 1614 | L | Goulburn-Murray Water | State Rivers & Water Supply Commission, Victoria | State Rivers & Water Supply Commission, Victoria | Includes secondary two embankments 9 m high & 1070 m long |  |  |  | 63
183 | EAST LEICHHARDT | Lake Mary Kathleen | 1960 |  | East Leichhardt |  | MT ISA | QLD | TE | ER | ie | R | 27 | 160 | 115 | 12100 | 1500 | S | R |  |  |  | 2430 | L | Department of Natural Resources and Water | Gutteridge, Haskins & Davey Pty Ltd | Thiess Bros Pty Ltd |  |  | n/a | n/a | n/a | n/a
184 | KEEPIT |  | 1960 |  | Namoi |  | TAMWORTH | NSW | ER | PG | ie | R | 55 | 533 | 816 | 423000 | 44000 | I | H |  |  | 5700 | 10480 | V | Dept. Land Water Conservation | Water Conservation & Irrigation Commission, NSW | Water Conservation & Irrigation Commission, NSW | Volume includes 272 BC | Keepit | 6 | 10.2 |  |  | 0
185 | LEONGATHA No 3 | Hyland | 1960 |  | Ruby Creek |  | LEONGATHA | VIC | TE |  | he | R | 20 | 100 | 75 | 1158.9 | 100.7 | S |  |  |  |  | 67 | L | South Gippsland Water | Scott & Furphy | Thiess Bros (VIC) Pty Ltd
186 | LIAPOOTAH |  | 1960 |  | Nive |  | QUEENSTOWN | TAS | PG |  | c | R | 40 | 110 | 37 | 1880 | 210 | H |  |  |  | 1227 | 2405 | V | Hydro Electric Corporation TAS | Hydro Electric Commission TAS | Hydro Electric Commission TAS | Receives water from the Tungatinah and Tarraleah Power Stations. | Liapootah | 87 | 440
187 | McCAY |  | 1960 |  | Green Creek |  | CASTLEMAINE | VIC | TE | ER | ie | R | 30 | 274 | 170 | 1400 | 200 | S |  |  |  |  | 7 | L | Coliban Water | State Rivers & Water Supply Commission, Victoria | State Rivers & Water Supply Commission, Victoria | [6 empty] | 0
188 | MENINDEE |  | 1960 |  | Darling |  | BROKEN HILL | NSW | TE |  | he | S | 18 | 95 | 103 | 1794000 | 458000 | I |  |  |  |  | 850 | V | Dept. Land Water Conservation | Water Conservation & Irrigation Commission, NSW | Water Conservation & Irrigation Commission, NSW | Restricted operating capacity
189 | TALBOTS |  | 1960 |  | Wey |  | BURNIE | TAS | ER |  | ie | S | 10 | 270 |  | 5455 | 2709 | S |  |  |  | 19 | 16 | L | Associated Forest Holdings | D. R. Dickenson | Associated Forest Holdings
190 | WARRAGAMBA |  | 1960 |  | Warragamba |  | PENRITH | NSW | PG |  |  |  | 142 | 351 | 1251 | 2031000 | 74950 | S | H |  |  | 9051 | 39600 | V | Sydney Catchment Authority | Metropolitan Water Sewerage & Drainage Board, Sydney | Metropolitan Water Sewerage | Dam wall raised 5m and post tensioned in 1989; dissipator strengthened, auxiliary spillway completed in 2002 | Warragamba | 50 | 42
191 | BENDORA | Bendora | 1961 |  | Cotter |  | CANBERRA | ACT | VA |  |  | R | 47 | 174 | 30 | 10700 | 750 | S |  |  |  | 290 | 1590 | L | ACTEW Corporation | C'wealth Dept of Works | E S Clementson Pty Ltd | Headwork, strengthened right abutment
192 | DEEP CREEK |  | 1961 |  | Deep Creek |  | COOMA | NSW | PG |  |  |  | 21 | 55 | 4 | 11 | 2 | H |  |  |  | 968 | 312 | L | Snowy Hydro | Snowy Mountains Hydro-Electric Authority | Thiess Bros Pty Ltd
193 | KOOMBOOLOOMBA |  | 1961 |  | Tully |  | INNISFAIL | QLD | PG | ER | ie | R/S | 40 | 399 | 790 | 205000 | 15550 | H |  |  |  | 163 | 1240 | V | Stanwell Corporation | Co-ordinator-General's Dept | Co-ordinator-General's Dept | Vol includes 264(te), 401(er), 125(bc). Has 2m freeboard with 1.5m fabridam deflated | KAREEYA | 79 | 472 | n/a | n/a | 10
194 | LITTLE NERANG |  | 1961 |  | Little Nerang Ck |  | GOLD COAST | QLD | PG |  |  | R | 44 | 201 | 68 | 8390 | 500 | S |  |  |  | 35 | 570 | V | Gold Coast City Council (To be transferred to SEQWater by 1 July 2008) | Local Govt Dept & Gold Coast City Council | Local Govt Dept & Gold Coast City Council
195 | MOOGERAH |  | 1961 |  | Reynolds Ck |  | KALBAR | QLD | VA |  |  | R | 38 | 219 | 23 | 83700 | 8270 | I | S |  |  | 225 | 740 | L | SunWater (To be transferred to SEQWater by 1 July 2008) | Water Resources Commission | Water Resources Commission | Supply for irrigation & thermal power station |  | n/a | n/a | 82 | n/a | 10
196 | MOONDARRA |  | 1961 |  | Tyers |  | MOE | VIC | ER |  | ie | R | 41 | 311 | 499 | 30400 | 2500 | S |  |  |  |  | 1416 | L | Gippsland Water | Latrobe Valley Water & Sewerage Board | Thiess Bros (VIC) Pty Ltd
197 | MOONEY UPPER |  | 1961 |  | Mooney Mooney | CREEK | GOSFORD | NSW | VA |  |  |  | 28 | 130 | 5 | 4630 | 600 | S |  |  |  | 38 | 380 | L | Gosford City Council | A R Blair & Stuckey | Thiess Bros Pty Ltd
198 | RESERVOIR CREEK |  | 1961 |  | Reservoir Creek |  | QUEENSTOWN | TAS | TE |  |  |  | 15 | 80 | 30 | 112 | 20 | S |  |  |  | 1 | 6 | L | West Coast Council | R. M. Foster & Associates
199 | SERPENTINE |  | 1961 |  | Serpentine |  | PERTH | WA | TE |  | he | S/R | 55 | 424 | 1454 | 136667 | 10671 | S |  |  |  | 664 | 1065 | L | WA Water Corporation | Metropolitan Water Authority, Perth | Metropolitan Water Authority, Perth | Height of radial gates increased by 0.6m in 1975, radial gates removed, spillway enlarged 2002
200 | TIMOR |  | 1961 |  | Castlereagh |  | COONABARABRAN | NSW | VA |  |  |  | 20 | 59 | 3 | 1140 | 3600 | S |  |  |  | 20 | 890 | L | Coonabarabran City Council | Department of Public Works NSW | Department of Public Works NSW
201 | TOOMA |  | 1961 |  | Tooma |  | COOMA | NSW | TE |  | ie | R | 67 | 305 | 1111 | 28124 |  | H |  |  |  | 152 | 1246 | L | Snowy Hydro | Snowy Mountains Hydro-Electric Authority | Thiess Bros Pty Ltd | [6 empty] | 0
202 | TUMUT 2 |  | 1961 |  | Tumut |  | COOMA | NSW | PG |  |  |  | 46 | 119 | 48 | 2677 | 182 | H |  |  |  | 396 | 2152 | V | Snowy Hydro | Snowy Mountains Hydro-Electric Authority & USBR | Kaiser-Walsh-Perini-Raymond |  | Tumut 2 | 286 | 787 |  |  | 0
203 | WAPPA |  | 1961 |  | South Maroochy |  | NAMBOUR | QLD | PG |  |  | R | 24 | 138 | 12 | 4614 | 740 | S |  |  |  | 69.7 | 1420 | L | Sunshine Coast Regional Council (To be transferred to SEQWater by 1 July 2008) | J Mulholland | Maroochy Shire Council | Raised in 1971
204 | YALLOURN STORAGE | Lake Narracan | 1961 |  | Latrobe |  | YALLOURN | VIC | PG |  |  |  | 22 | 118 | 8 | 8320 | 3425 | S |  |  |  |  | 3700 | V | Southern Rural Water | State Electricity Commission, Victoria | Lewis Construction Co Pty Ltd | Cooling water storage for thermal power station | [5 empty] | <10
205 | BATTERY CREEK | Battery Creek | 1962 |  | Battery Creek |  | FISH CREEK | VIC | TE |  | he | R | 15 | 66 | 22 | 118.1 | 20 | S |  |  |  |  | 54 | L | South Gippsland Water | Garlick & Stewart | Sydenham Bros | Dam raised 1976
206 | CATAGUNYA |  | 1962 |  | Derwent |  | HOBART | TAS | PG |  | c | R | 49 | 282 | 92 | 25640 | 2190 | H |  |  |  | 2713 | 3594 | L | Hydro Electric Corporation TAS | Hydro Electric Commission TAS | Hydro Electric Commission TAS | Prestressed concrete gravity dam. Upgrade being designed in 2008. Receives water from Wayatinah. | Catagunya | 50 | 237
207 | EEL HOLE CREEK | Hazelwood Cooling Pond | 1962 |  | Eel Hole Creek |  | MORWELL | VIC | TE |  | he | S | 21 | 1676 | 842 | 30840 | 4630 | S |  |  |  |  | 480 | L | International Power Hazelwood | State Electricity Commission of Victoria | Lewis Construction Co Pty Ltd | Cooling water storage for thermal power station
208 | FLAGSTAFF |  | 1962 |  | Kangaroo Rivulet |  | HOBART | TAS | ER | TE |  |  | 15 | 169 | 46 | 277 | 50 | S |  |  | Off Stream | 1 | 11 | L | Hobart Water | Gutteridge, Haskins & Davey | Road & Civil Works Pty Ltd | The dam had a piping incident.
209 | MARDI |  | 1962 |  | Off Stream |  | WYONG | NSW | TE |  | he | S | 26 | 425 |  | 7250 | 700 | S |  |  |  | 1.8 | 35 | L | Wyong Shire Council | Department of Public Works NSW | Department of Public Works NSW
210 | MILLSTREAM |  | 1962 |  | Millstream |  | GREENBUSHES | WA | TE |  | he | S | 18 | 152 | 51 | 490 | 93 | S |  |  |  | 11 | 14 | L | WA Water Corporation | Public Works Department, WA | Perron Bros Pty Ltd
211 | MYPONGA |  | 1962 |  | Myponga Creek |  | VICTOR HARBOR | SA | VA |  |  | R | 49 | 226 | 54 | 27130 | 2800 | S |  |  |  | 124 | 1400 | V | South Australian Water Corporation | Sth Aust Government Eng & Water Supply Department | Hansen, Wilkens & Hornibrook Construction | [6 empty] | <10
212 | PET RIVER |  | 1962 |  | Pet |  | BURNIE | TAS | TE |  | he | S | 17 | 360 | 110 | 4230 | 1420 | S |  |  |  | 16 | 24 | L | Municipality of Burnie | Garlick Stewart | Associated Forest Holdings | Raised in 1966.
213 | PINE GULLY |  | 1962 |  | Offstream |  | MORWELL | VIC | TE |  | ie | S | 17 | 203 | 84 | 470 | 74 | S |  |  |  |  | 12 | L | Gippsland Water | Gippsland Water | Latrobe Valley Water & Sewerage Board
214 | RILEYS CREEK |  | 1962 |  | Rileys Creek |  | HOBART | TAS | ER |  | fc | R/S | 15 | 305 | 15 | 1070 | 235 | I | S |  |  | 24 | 226 | L | Rivers & Water Supply Commission | Hydro Electric Commission TAS | T M Lipscombe Pty Ltd & J Tate | The storage serves the irrigation needs of the Geeveston district.
215 | SUMA PARK |  | 1962 |  | Summerhill Ck |  | ORANGE | NSW | VA |  |  |  | 31 | 208 | 18 | 18080 | 1300 | S |  |  |  | 179 | 260 | L | Orange City Council | A R Blair & Stuckey | Hutcherson Bros
216 | CANDOWIE |  | 1963 |  | Tennent Creek |  | BASS | VIC | TE | ER | ie | R | 17 | 160 | 41 | 2263 | 550 | S |  |  |  |  | 131 | L | Westernport Water | C W Candy & Partners (original), John Scroggie (modifications) | McDonald Construction and Thiess | In 1978, spillway raised 1.68m and parapet wall 1.7m. In 1982, spillway raised 0.80m. | NIL | 0 | 0 | 0 | 0 | 0
217 | DJERRIWARRH |  | 1963 |  | Djerriwarrh Ck |  | MELTON | VIC | TE |  | he | R | 20 | 168 | 67 | 960 | 170 | S |  |  |  |  | 8 | L | Western Water | J B K Ley | J Legge Constractors Pty Ltd
218 | KUNUNURRA DIVERSION | Lake Kununurra | 1963 |  | Ord |  | WYNDHAM | WA | ER | PG | ie | R/S | 20 | 4663 | 390 | 100825 | 19180 | I |  |  |  | 47100 | 28300 | V | WA Water Corporation | Public Works Department, WA | Christiani & Nielsen | Includes 42 bc, 213 er, 135 te
219 | LOGUE BROOK | Lake Brockman | 1963 |  | Logue Brook |  | COOKERNUP | WA | TE |  | he | R/S | 49 | 335 | 752 | 24290 | 1970 | I |  |  |  | 38 | 28 | L | WA Water Corporation | Public Works Department, WA | Public Works Department, WA A Scolari
220 | SCRIVENER | Lake Burley Griffin | 1963 |  | Molonglo |  | CANBERRA | ACT | PG |  |  | R/S | 33 | 235 | 54 | 27740 | 7200 | R |  |  |  |  | 8500 | V | National Capital Authority | C'wealth Dept of Works | Citra Australia Ltd, A E Goodwin Ltd | Recreational,left abutment earthy material, fault crosses the dam
221 | BORUMBA |  | 1964 |  | Yabba Ck |  | IMBIL | QLD | ER |  | fc | R | 43 | 343 | 402 | 46000 | 4800 | I | S |  |  | 466 | 3140 | L | SunWater (To be transferred to SEQWater by 1 July 2008) | Water Resources Commission | Citra Australia Ltd | Spillway raised 2.5 m in 1998 |  | n/a | n/a | 188 | n/a | 10
222 | COMPANION |  | 1964 |  | Companion |  | BURNIE | TAS | ER |  | ie | S | 13 | 211 |  | 1364 | 350 | S |  |  |  | 16 | 21 | L | Associated Forest Holdings | D R Dickenson | Associated Forest Holdings | Water supply for paper mill.
223 | EPPALOCK | Eppalock | 1964 |  | Campaspe |  | BENDIGO | VIC | ER |  | ie | R | 45 | 1041 | 816 | 312000 | 32300 | I | S |  |  | 2124 | 8040 | L | Goulburn-Murray Water | State Rivers & Water Supply Commission, Victoria | State Rivers & Water Supply Commission, Victoria | Embankment remedial works completed in October 1999 (DIP) |  |  |  | 50
224 | MEDWAY |  | 1964 |  | Medway |  | BERRIMA | NSW | VA |  |  |  | 23 | 88 | 2 | 1270 | 200 | S |  |  |  | 103 | 350 | L | Wingecarribee Shire Council | Department of Public Works NSW | Department of Public Works NSW | Mass concrete arch
225 | SIX MILE | Lake MacDonald | 1964 |  | Six Mile Ck |  | COOROY | QLD | TE |  | he | R/S | 15.7 | 490 | 69 | 8000 | 2600 | S |  |  |  | 49.4 | 750 | L | Sunshine Coast Regional Council (To be transferred to SEQWater by 1 July 2008) | John Wilson and Partners | Sanders Constructions & Transfield Pty Ltd | Raised in 1980
226 | WITTS GULLY |  | 1964 |  | Herne's Creek |  | YALLOURN | VIC | TE |  | ie | S | 17 | 198 | 84 | 350 | 65 | S |  |  |  |  | 6 | L | Truenergy Yallourn | Shift Manager Mine Operations | Roche Bros Pty Ltd | Fire fighting water supply. Was Hernes Ck Dam.
227 | ARTHURS LAKE |  | 1965 |  | Lake |  | LAUNCESTON | TAS | ER |  | 1e | R/S | 17 | 482 | 113 | 511390 | 64590 | H |  |  |  | 259 | 43 | L,V | Hydro Electric Corporation TAS | Hydro Electric Commission TAS | Hydro Electric Commission TAS | Water diverted to Great Lake for power production at Poatina Power Station. Uncontrolled spillway plus syphons over the dam crest. | Tods Corner | 2 | 8
228 | BUFFALO | Lake Buffalo | 1965 |  | Buffalo |  | WANGARATTA | VIC | ER |  | ie | R/S | 31 | 639 | 260 | 24000 | 3410 | I |  | S |  | 1062 | 3540 | V | Goulburn-Murray Water | State Rivers & Water Supply Commission, Victoria | State Rivers & Water Supply Commission, Victoria | Embankment and spillway upgraded to augment spillway capacity & parapet wall constructed in 2003 |  |  |  | 28 |  | 0
229 | CALLIDE |  | 1965 |  | Callide Ck |  | BILOELA | QLD | TE | ER | ie | S/R | 37 | 2118 | 1487 | 136300 | 12400 | I | S |  |  | 518 | 5700 | V | SunWater | Water Resources Commission & SMHEA | Perini-Davis Constructions | Supply for thermal power station and aquifer recharge. Gates added in 1988. |  | n/a | n/a | 272 | n/a | 10
230 | CANNIBAL CREEK |  | 1965 |  | Cannibal Creek |  | COOKTOWN | QLD | TE |  |  |  | 16 | 150 |  | 180 | 100 | S |  |  |  | 0.75 |  |  | R & D Wilson
231 | DEVILBEND | Devilbend Reservoir | 1965 |  | Trib Balcombe Creek |  | MORNINGTON | VIC | TE |  | ie | R | 29 | 275 | 222 | 14600 | 2430 | S |  |  |  | 23 | 40 | L | Melbourne Water Corporation | State Rivers & Water Supply Commission, Victoria | State Rivers & Water Supply Commission, Victoria | No longer used for water supply |  |  |  | 0 | 0 | 0
232 | ISLAND BEND |  | 1965 |  | Snowy |  | COOMA | NSW | PG |  |  |  | 49 | 146 | 60 | 3084 | 327 | H |  |  |  | 221 | 2832 | V | Snowy Hydro | Snowy Mountains Hydro-Electric Authority | Utah Constr. & Eng Pty Ltd | [6 empty] | 0
233 | KELYNACK |  | 1965 |  | Trib Plenty River |  | BUNDOORA | VIC |  |  |  |  | 35 | 200 |  | 150 | [8 empty] | Parks Victoria
234 | KHANCOBAN |  | 1965 |  | Swampy Plain |  | ALBURY | NSW | TE |  | ie | S | 18 | 1067 | 620 | 26643 | 4694 | H |  |  |  | 788 | 3540 | V | Snowy Hydro | Snowy Mountains Hydro-Electric Authority | Kaiser Engineers & Const Inc | [6 empty] | 0
235 | LESLIE |  | 1965 |  | Sandy Ck |  | WARWICK | QLD | PG |  |  | R | 33 | 384 | 114 | 106200 | 12880 | I | S | R |  | 603 | 5960 | V | SunWater | Water Resources Commission | Water Resources Commission & Various Contractors | Raised by 3m & spillway gates added in 1986 |  | n/a | n/a | 124 | n/a | 10
236 | PERSEVERANCE |  | 1965 |  | Perseverance Ck |  | CROW'S NEST | QLD | ER |  | ie | R | 53 | 197 | 500 | 30140 | 2200 | S |  |  |  | 117 | 1190 | L | Toowoomba City Council | Toowoomba City Council & J E Farr | Eric Newman Pty Ltd
237 | SPRING CREEK |  | 1965 |  | Spring Creek |  | COOKTOWN | QLD | TE |  |  |  | 18 | 120 |  | 612 | 200 | S |  |  |  | 0.75 |  |  | R & D Wilson | AJC Woodward Clyde | Thiess Contractors Pty Ltd
238 | STANTON |  | 1965 |  | Trib. Allen's Rivulet |  | HOBART | TAS | TE |  | ie | S | 16 | 100 |  | 130 | 54 | I |  |  |  | 1 | 5 | L | Reid Terrey | Rivers & Water Supply Commission | R. E. Stanton | The storage serves the irrigation needs of the Margate district.
239 | WEST BARWON |  | 1965 |  | West Barwon |  | COLAC | VIC | ER |  | i e | R | 43 | 352 | 642 | 21900 | 1760 | S |  |  |  |  | 400 | L | Barwon Water | Geelong Waterworks & Sewerage Trust | Utah Construction & Engineering Pty Ltd
240 | BELLFIELD |  | 1966 |  | Fyans Creek |  | STAWELL | VIC | ER |  | ie | R/S | 55 | 750 | 2086 | 78550 | 4800 | S |  | I |  |  | 209 | L | Grampians Wimmera Mallee Water | State Rivers & Water Supply Commission, Victoria | State Rivers & Water Supply Commission, Victoria | Spillway chute deepened 3.5 metres in 2002. Crest raising in progress.
241 | GEEHI |  | 1966 |  | Geehi |  | COOMA | NSW | ER |  | ie | R | 91 | 265 | 1421 | 21093 | 700 | H |  |  |  | 149 | 1534 | L | Snowy Hydro | Snowy Mountains Hydro-Electric Authority | Thiess Bros Pty Ltd | Glory hole spillway | Murray 1 | 950 | 1413 |  |  | 0
242 | MEADOWBANK |  | 1966 |  | Derwent |  | HOBART | TAS | CB | ER | fc | R | 43 | 265 | 86 | 59650 | 6200 | H |  |  |  | 6561 | 5239 | V | Hydro Electric Corporation TAS | Hydro Electric Commission TAS | Hydro Electric Commission TAS | The dam has a CFRD embankment on the right bank. | Meadowbank | 42 | 187
243 | RUNNING CREEK | Running Creek Reservoir | 1966 |  | Running Creek |  | WHITTLESEA | VIC | ER |  | fc | R | 18 | 110 | 38 | 280 | 25 | S |  |  |  | 20 | 57 | L | Melbourne Water Corporation | Garlick & Stewart | Janus Constructions Pty Ltd | No longer used for water supply |  |  |  | 0 | 0 | 0
244 | STURT |  | 1966 |  | Sturt |  | ADELAIDE | SA | VA |  |  | R | 41 | 128 | 13 | 2040 | 170 | C | Q |  |  | 60 | 850 | L | Sth Aust Government | Sth Aust Government Eng & Water Supply Department | S Haunstrup & Co (SA) Pty Ltd | Wetland storage created 1999 behind dam - 0.18GL reduction in flood storage |  |  |  |  | 1.942 | 0
245 | WAROONA | Lake Navarino | 1966 |  | Drakesbrook |  | WAROONA | WA | TE |  | he | R/S | 42 | 381 | 598 | 14940 | 1440 | I |  |  |  | 47 | 260 | L | WA Water Corporation | Public Works Department, WA | G H Reid (WA) Pty Ltd & Public Works Department, WA | Toe drainage and toe weighting added 1967/68, downstream face repaired 1999, spillway upgraded, toe drainage and weighting rebuilt 2003 |  |  |  | 17
246 | BURRENDONG |  | 1967 |  | Macquarie |  | WELLINGTON | NSW | ER |  | ie | R/S | 76 | 1113 | 6345 | 1188000 | 89000 | I | C |  |  | 13886 | 13720 | V | Dept. Land Water Conservation |  | Water Conservation & Irrigation Commission, NSW | 490 000 additional flood control storage available | Burrendong | 19 | 50.9 |  |  | 0
247 | CLUNY | Cluny Lagoon | 1967 |  | Derwent |  | HOBART | TAS | PG |  | c | R | 30 | 204 | 28 | 4880 | 800 | H |  |  |  | 2971 | 4248 | L | Hydro Electric Corporation TAS | Hydro Electric Commission TAS | Hydro Electric Commission TAS | Prestressed concrete spillway section. | Cluny | 19 | 90
248 | JACANA | Jacana Retarding Basin | 1967 |  | Moonee Ponds Creek |  | MELBOURNE | VIC | TE |  | he | S/R | 16 | 260 | 64 | 2870 | 650 | C |  |  |  |  | 117 | L | Melbourne Water Corporation | Melbourne & Metropolitan Board of Works | Melbourne & Metropolitan Board of Works | Retarding basin, has permanently open outlet of 60 m3/sec
249 | JINDABYNE |  | 1967 |  | Snowy |  | COOMA | NSW | ER |  | ie | R | 72 | 335 | 894 | 688287 | 30335 | H |  |  |  | 1880 | 3002 | V | Snowy Hydro | Snowy Mountains Hydro-Electric Authority | Utah-Brown & Sudamericana | [6 empty] | 300
250 | MIENA ROCKFILL | Great Lake | 1967 |  | Shannon |  | LAUNCESTON | TAS | ER |  | ie | R/S | 28 | 1136 | 481 | 3156640 | 176120 | H |  |  |  | 399 | 58 | V | Hydro Electric Corporation TAS | Hydro Electric Commission TAS | Roche Bros (TAS) Pty Ltd | Replaces old dam, new dam raised in 1982. Diverts flow to the Poatina Power Station. | Poatina | 313 | 1255 | 35
251 | MORWELL No 3 | Settling Pond | 1967 | D | Offstream |  | MORWELL | VIC | TE |  | he | S | 12 | 975 | 275 | 1130 | 95 | Q | [6 empty] | Gippsland Water | State Electricity Commission of Victoria | State Electricity Commission, Victoria | Filled In
252 | NILLAHCOOTIE | Lake Nillahcootie | 1967 |  | Broken |  | BENALLA | VIC | ER |  | ie | R | 34 | 884 | 298 | 40000 | 5320 | S |  | I |  | 439 | 73 | L | Goulburn-Murray Water | State Rivers & Water Supply Commission, Victoria | State Rivers & Water Supply Commission, Victoria |  |  |  |  | 28 |  | 0
253 | RISDON BROOK |  | 1967 |  | Risdon Brook |  | HOBART | TAS | ER |  | fc | R | 36 | 214 | 230 | 3580 | 3120 | S |  |  | Off Stream | 12 | 60 | L | Hobart Water | Gutteridge, Haskins & Davey | Davis Contractors
254 | ROWALLAN |  | 1967 |  | Mersey |  | DEVONPORT | TAS | ER |  | ie | R/S | 43 | 579 | 497 | 130490 | 8860 | H |  |  |  | 345 | 665 | L | Hydro Electric Corporation TAS | Hydro Electric Commission TAS | Hydro Electric Commission TAS | Head storage for the Mersey - Forth Power Development | Rowallan | 11 | 45
255 | BEDFORD WEIR |  | 1968 |  | Mackenzie |  | BLACKWATER | QLD | PG |  |  | R | 16 | 305 | 24 | 22900 | 4680 | I | S |  |  | 45933 |  | V | SunWater | Water Resources Commission | Evans Deakin Pty Ltd (Orig), Moggill Constructions Pty Ltd (Raising) | Raised and inflatable rubber dam fitted in 1997 |  | n/a | n/a
256 | BLOWERING |  | 1968 |  | Tumut |  | TUMUT | NSW | ER |  | ie | R | 112 | 808 | 8563 | 1628000 | 43000 | I | H |  |  | 1606 | 2350 | L | Dept. Land Water Conservation | Snowy Mountains Hydro-Electric Authority | Morrison-Knudsen-Utah-Mcdonald |  | Blowering | 80 | 260 |  |  | 0
257 | COOLMUNDA |  | 1968 |  | Macintyre Brook |  | INGLEWOOD | QLD | TE |  | ie | S | 20 | 2286 | 690 | 69000 | 16450 | I | S |  |  | 1760 | 6860 | V | SunWater | Water Resources Commission & Co-ordinator-General's Dept | Water Resources Commission & Dillingham Constructions (Qld) Pty Ltd | Slurry trench foundation cutoff 17m max depth, Vol includes 32 bc in spillway works |  | n/a | n/a | 45 | n/a | 10
258 | CORIN | Cotter | 1968 |  | Cotter |  | CANBERRA | ACT | ER |  | ie | R | 74 | 282 | 1394 | 75500 | 3150 | S |  |  |  | 197 | 1190 | L | ACTEW Corporation | C'wealth Dept of Works | Thiess Bros Pty Ltd | Storage, pyrite in the rockfill and acidic leakage
259 | JOUNAMA |  | 1968 |  | Tumut |  | TUMUT | NSW | ER |  | ie | R | 44 | 518 | 555 | 43542 | 3804 | H |  |  |  | 1355 | 3965 | V | Snowy Hydro | Snowy Mountains Hydro-Electric Authority | Societe Dumez |  |  | 14.4 |  |  |  | 5
260 | LESLIE HARRISON |  | 1968 |  | Tingalpa Ck |  | CAPALABA | QLD | TE |  | he | R/S | 25 | 535 | 315 | 24800 | 4700 | S |  |  |  | 87.5 | 1450 | V | Redland Shire Council (To be transferred to SEQWater by 1 July 2008) | John Wilson and Partners | Hamblin Constructions (Orig), Moggill Constructions (Gates) | Spillway gates added in 1984
261 | LIDDELL COOLING WATER |  | 1968 |  | Gardiners Ck |  | MUSWELLBROOK | NSW | TE |  | ie | R/S | 43 | 1264 | 3287 | 148000 | 11331 | S |  |  |  | 72.6 | 204 | L | Macquarie Generation | Snowy Mountains Hydro-Electric Authority | Thiess Bros Pty Ltd | Cooling water for thermal power station
262 | MALDON WEIR |  | 1968 |  | Nepean |  | PICTON | NSW | PG |  |  |  | 20 | 49 | 6 | 450 |  | S |  |  |  |  | 3690 | L | Commonwealth Portland Cement Co Pty Ltd | Gutteridge, Haskins & Davey | S Turner & Son Pty Ltd
263 | MALPAS |  | 1968 |  | Gara |  | ARMIDALE | NSW | TE | ER | ie | R | 31 | 450 | 297 | 12960 | 1800 | S |  |  |  | 200 | 1900 | L | Armidale City Council | Laurie, Montgomerie & Jamieson, Dept Public Works NSW | Department of Public Works,
264 | MIDDLE RIVER |  | 1968 |  | Middle |  | KINGSCOTE | SA | PG |  |  | R | 20 | 152 | 7 | 470 | 127 | S |  |  |  | 101 | 245 | L | South Australian Water Corporation | Sth Aust Government Eng & Water Supply Department | Sth Aust Govt Eng & Water Supply Dept | Gravity dam - post tensioned | [5 empty] | 0
265 | MURRAY 2 |  | 1968 |  | Khancoban Back | CREEK | ALBURY | NSW | VA |  |  |  | 43 | 131 | 20 | 2344 | 190 | H |  |  |  | 53 | 566 | V | Snowy Hydro | Snowy Mountains Hydro-Electric Authority | Thiess Bros Pty Ltd Dillingham Corporation |  | Murray 2 | 550 | 810 |  |  | 0
266 | PARANGANA |  | 1968 |  | Mersey |  | DEVONPORT | TAS | ER |  | ie | R/S | 53 | 189 | 382 | 14820 | 1140 | H |  |  |  | 715 | 2093 | L | Hydro Electric Corporation TAS | Hydro Electric Commission TAS | Hydro Electric Commission TAS | Riparian flow is used in a mini hydro power plant. | Lemonthyme | 54 | 313
267 | PORTERS CREEK |  | 1968 |  | Porters Creek |  | MILTON | NSW | PG | TE | he | R | 17 | 242 | 14 | 1900 | 400 | S |  |  |  | 5.4 | 99 | L | Shoalhaven City Council | Gutteridge, Haskins & Davey | Shoalhaven Shire Council | Prestressed concrete dam, 3 BC & 11 TE
268 | REPULSE |  | 1968 |  | Derwent |  | HOBART | TAS | VA | TE |  | R/S | 42 | 433 | 71 | 15900 | 1530 | H |  |  |  | 2820 | 3964 | L | Hydro Electric Corporation TAS | Hydro Electric Commission TAS | Hydro Electric Commission TAS | Composite dam: arch dam with gravity abutments and a decked rockfill embankment on the right bank. | Repulse | 29 | 153
269 | TARAGO | Tarago Reservoir | 1968 |  | Tarago River |  | WARRAGUL | VIC | ER |  | ie | R | 34 | 300 | 326 | 37570 | 3600 | S |  |  |  | 113 | 545 | L | Melbourne Water Corporation | State Rivers & Water Supply Commission, Victoria | State Rivers & Water Supply Commission, Victoria | FSL Raised 1974 - to be reconnected to supply in 2009 |  |  |  | 0 | 0 | 0
270 | BOOTAWA |  | 1969 |  | Off Stream |  | TAREE | NSW | TE |  | ie | R | 25 | 325 |  | 2280 | 260 | S |  |  |  | 1.1 | 19 | L | North Power | Department of Public Works NSW | Department of Public Works NSW | Pumped from manning river, no spillway
271 | DEVILS GATE | Lake Barrington | 1969 |  | Forth |  | DEVONPORT | TAS | VA |  | c | R | 84 | 134 | 31 | 179940 | 6650 | H |  |  |  | 742 | 2040 | L | Hydro Electric Corporation TAS | Hydro Electric Commission TAS | Hydro Electric C ommission TAS | Spillway upgrade completed in 2003. | Devils Gate | 63 | 314
272 | EUNGELLA |  | 1969 |  | Broken |  | EUNGELLA | QLD | ER |  | ie | R | 49 | 276 | 524 | 112400 | 8480 | I | S |  |  | 142 | 1020 | L | SunWater | Co-ordinator-General's Dept | Sanders Constructions | Supply for thermal power station |  | n/a | n/a | 4 | n/a | 10
273 | GLEN MERVYN |  | 1969 |  | Lyall's Millstream |  | COLLIE | WA | TE |  | he | R/S | 20 | 213 | 69 | 1880 | 365 | I |  |  |  | 34 | 71 | V | WA Water Corporation | Public Works Department, WA | R & H Kozyrski | Storage level raised 3m, dam raised 2 m and labryinth spillway constructed in 1999
274 | GRAHAMSTOWN |  | 1969 |  | Off Stream |  | NEWCASTLE | NSW | TE |  | ie | S | 12 | 4794 | 2124 | 152597 | 24600 | S |  |  |  | 97 | 800 | V | Hunter Water Corporation | Water Conservation and Irrigation Commission, NSW | Water Conservation and Irrigation Commission, NSW | Sealing element subs. embankment - bentonite slurry trench
275 | GREENSTONE CREEK | Lake Waggaboonyah | 1969 |  | Greenstone Ck |  | GUNPOWDER | QLD | VA |  |  | R | 18.3 | 90 | 2 | 13570 | 740 | S |  |  |  |  | 1400 | L | Consolidated Goldfields Australia Limited | McIntyre and Associates Pty Ltd | Hornibrook Group
276 | KANGAROO CREEK |  | 1969 |  | Torrens |  | ADELAIDE | SA | ER |  | fc | R | 64 | 131 | 353 | 19160 | 1030 | S | C |  |  | 290 | 1845 | L | South Australian Water Corporation | Sth Aust Government Eng & Water Supply Department | Dumez (Aust) | Crest raising and FSL lowering for flood mitigation, 1983 |  |  |  |  | 8.82 | 0
277 | MERRIMU |  | 1969 |  | Coimadai Ck |  | BACCHUS MARSH | VIC | ER |  | ie | R | 46 | 350 | 350 | 35000 | 3300 | S | I |  |  |  | 300 | V,L | Southern Rural Water | State Rivers & Water Supply Commission, Victoria | State Rivers & Water Supply Commission, Victoria | Raising of 8.7m in 1987 |  |  |  | 7 |  | <10
278 | PINDARI |  | 1969 |  | Severn |  | INVERELL | NSW | ER |  | fc | R | 85 | 954 | 4780 | 312000 | 195600 | I |  |  |  | 2000 | 20650 | L | Dept. Land Water Conservation | Water Conservation and Irrigation Commission, NSW | Citra Australia | 16 BC in upstream face, raised in 1994 | Pindari | 6 | 16.3 | 280 |  | 0
279 | WURUMA |  | 1969 |  | Nogo |  | EIDSVOLD | QLD | PG |  |  | R | 44 | 343 | 123 | 165400 | 16390 | I |  |  |  | 2320 | 3824 | L | SunWater | Water Resources Commission | Water Resources Commission |  |  | n/a | n/a | 35 | n/a | 10
280 | ATKINSON |  | 1970 |  | Atkinson's Lagoon |  | LOWOOD | QLD | TE |  | ie | S | 9 | 2088 | 74 | 30400 | 5560 | I |  |  |  | 37 | 439 | L | SunWater (To be transferred to SEQWater by 1 July 2008) | Water Resources Commission | Water Resources Commission | Offstream storage supplied from Buaraba Creek |  | n/a | n/a | 45 | n/a | 10
281 | CARCOAR |  | 1970 |  | Belubula |  | BATHURST | NSW | VA |  |  |  | 52 | 268 | 61 | 35800 | 3900 | I |  |  |  | 228 | 1218 | L | Dept. Land Water Conservation | WC & IC NSW & International Eng Serv Consortium | Citra Australia Ltd.
282 | FITZROY RIVER BARRAGE |  | 1970 |  | Fitzroy |  | ROCKHAMPTON | QLD | PG |  |  | R/S | 10 | 396 | 24 | 80800 | 16120 | S |  |  |  |  | 23800 | V | Rockhampton Regional Council | Local Govt Dept | Dillingham Constructions (Qld) Pty Ltd | 18 vertical lift gates plus flood bypass gives spillway capacity of 33100 m3/sec
283 | LIDDELL FRESH WATER |  | 1970 |  | Tinkers Creek |  | MUSWELLBROOK | NSW | TE |  | he | S | 31 | 405 | 436 | 4560 | 647 | S |  |  |  | 2 | 6 | L | Macquarie Generation | Snowy Mountains Hydro-Electric Authority | Citra Australia Ltd
284 | TILBA |  | 1970 |  | Tilba Creek |  | BERMAGUI | NSW | TE |  | ie | R | 17 | 106 |  | 140 | 30 | S |  |  |  | 0.8 | 35 | L | Bega Valley Shire Council | Jamieson, Laurie & Montogomerie | Mumbulla Shire Council
285 | WILMOT | Lake Gairdner | 1970 |  | Wilmot |  | DEVONPORT | TAS | ER |  | fc | R | 34 | 138 | 122 | 8820 | 970 | H |  |  |  | 158 | 1104 | L | Hydro Electric Commission TAS | Hydro Electric Commission TAS | Hydro Electric Commission TAS |  | Wilmot | 32 | 137
286 | ARTHUR CREEK |  | 1971 |  | Arthur Creek |  | KUNUNURRA | WA | ER |  | ie | R | 27 | 120 | 115 | 60000 |  | I |  |  |  | 91 | 850 | L | Goddart Aust | Halpern Glick & Lewis
287 | CETHANA |  | 1971 |  | Forth |  | DEVONPORT | TAS | ER |  | fc | R/S | 113 | 213 | 1407 | 112210 | 4140 | H |  |  |  | 610 | 1980 | L | Hydro Electric Corporation TAS | Hydro Electric Commission TAS | Hydro Electric Commission TAS | Spillway upgrade completed in 2003. | Cethana | 100 | 434
288 | DANJERA CREEK |  | 1971 |  | Danjera Creek |  | NOWRA | NSW | TE | CB |  |  | 30 | 278 | 57 | 7800 | 900 | S |  |  |  | 114 | 2300 | L | Shoalhaven Shire Council | Gutteridge, Haskins & Davey | Birdsall & White Pty Ltd | Includes 42 BC and 15 TE
289 | ENOGGERA ARMY |  | 1971 |  | Sandy Ck |  | BRISBANE | QLD | TE |  | he | R/S | 18.3 | 245 |  | 114 | 40 | I |  |  |  | 1.04 | 55 | L | Commonwealth of Australia | N Tunny | Commonwealth Department of the Army |  |  | n/a | n/a | n/a | n/a | 10
290 | GLEBE WEIR |  | 1971 |  | Dawson |  | TAROOM | QLD | PG | TE | im | S/R | 10.3 | 270 | 5 | 17700 | 5700 | I | S |  |  |  |  | L | SunWater | Water Resources Commission | Qld Concrete & General Construction Co Pty Ltd | pg spillway with steel sheet piling and rockfill abutments |  | n/a | n/a | 29 | n/a | 0
291 | HONEY |  | 1971 |  | Bullhead Ck |  | LAKELAND | QLD | TE |  | ie | R/S | 18.9 | 302 |  | 6000 | 1100 | I |  |  |  | 49.8 |  | L | G W Pastoral Pty Ltd | H Blackburn | A Euzerinck | Raised 2.2 m in 1979 |  | n/a | n/a | not known | n/a | 10
292 | JUMNA WATER |  | 1971 |  | Jumna Creek |  | HERBERTON | QLD | TE |  |  |  | 31.5 | 90 |  | 2850 | 300 | S |  |  |  | 6.2 |  |  | Department of Natural Resources and Water
293 | KANMANTOO |  | 1971 |  | Tr. Bremer |  | ADELAIDE | SA | ER |  | fe | R/S | 29 | 95 |  | 254 | [8 empty] | Kanmantoo Mines Ltd | Coffey & Hollingsworth Pty Ltd | Kanmantoo Mines Ltd | Tailings and industrial water storage | [5 empty] | 0
294 | LOSTOCK |  | 1971 |  | Paterson |  | MAITLAND | NSW | ER |  | ie | R/S | 38 | 701 | 623 | 20200 | 2200 | I |  |  |  | 280 | 2860 | L | Dept. Land Water Conservation | Water Conservation and Irrigation Authority | Dumez Australia | 92m spillway crest
295 | MOKOAN | Lake Mokoan | 1971 |  | Winton Swamp |  | BENALLA | VIC | TE |  | ie | S | 11 | 7500 | 956 | 365000 | 78910 | S |  | I |  | 339 | 255 | L | Goulburn-Murray Water | State Rivers & Water Supply Commission, Victoria | G Abignano Pty Ltd | Off stream storage |  |  |  | 15 |  | 0
296 | MONARCH |  | 1971 |  | Little Boobyala |  | LAUNCESTON | TAS | TE |  | he | S | 14 | 335 |  | 4550 | 443 | S |  |  |  | 24 | 76 | L | BMI Mining Pty Ltd | R. M. Foster and Associates | BMI Mining Pty Ltd | Water supply dam for mining operations. The dam was raised by 2m in 1973. It is also called the 'Clarence Dam'.
297 | PALOONA |  | 1971 |  | Forth |  | DEVONPORT | TAS | ER |  | fc | R | 43 | 171 | 155 | 19110 | 1780 | H |  |  |  | 759 | 2040 | L | Hydro Electric Corporation TAS | Hydro Electric Commission TAS | Hydro Electric Commission TAS | Spillway upgrade completed in 2003. | Paloona | 30 | 151
298 | SERPENTINE | Lake Pedder | 1971 |  | Serpentine |  | QUEENSTOWN | TAS | ER |  | fc | R/S | 38 | 134 | 127 | 2937930 | 241330 | H |  |  |  | 734 | 242 | V | Hydro Electric Corporation TAS | Hydro Electric Commission TAS | Hydro Electric Commission TAS | Combined reservoir with Edgar and Scotts Peak dams.
299 | TALBINGO |  | 1971 |  | Tumut |  | TUMUT | NSW | ER |  |  |  | 162 | 701 | 14490 | 921400 | 19355 | H |  |  |  | 1093 | 4290 | L | Snowy Hydro | Snowy Mountains Hydro-Electric Authority | Thiess Bros Pty Ltd |  | (see Tumut 3)
300 | TOONUMBAR |  | 1971 |  | Iron Pot Ck |  | KYOGLE | NSW | ER |  | ie | R | 44 | 483 | 361 | 11100 | 1300 | I |  |  |  | 98 | 1700 | L | Dept. Land Water Conservation | Water Conservation and Irrigation Authority | Citra Australia Ltd |  | Tonnumbar | 0.1 | 0,4 |  |  | 0
301 | TUMUT 3 PIPELINE | Talbingo | 1971 |  | Off Stream |  | TUMUT | NSW | PG |  |  |  | 35 | 138 | 42 | 921400 | 19355 | H |  |  |  | 1093 |  |  | Snowy Hydro | Snowy Mountains Hydro-Electric Authority | Thiess Bros Pty Ltd | Associated with Talbingo reservoir, no separate spillway | Tumut 3 | 1500 | 812 |  |  | 0
302 | WYANGLA |  | 1971 |  | Lachlan |  | COWRA | NSW | ER | PG | ie | R | 85 | 1510 | 3580 | 1220000 | 53000 | I |  |  |  | 8300 | 14700 | V | Dept. Land Water Conservation | Water Conservation and Irrigation Authority | Water Conservation and Irrigation Commission, NSW | Original PG dam completed 1936, 61m h, 305m l,187,000m3 vol | Wyangala | 18 | 42.9 |  |  | 0
303 | BENDEELA PONDAGE |  | 1972 |  | Off Stream |  | NOWRA | NSW | TE | ER | ie | R/S | 15 | 2118 | 612 | 1200 | 200 | S |  | H |  | 0.2 | 85 | L | Sydney Catchment Authority | Snowy Mountains Engineering Corporation | Leighton Contractors Pty Ltd | Not used until 1976, pumped storage
304 | BUNGAL |  | 1972 |  | West Moorabool |  | BALLARAT | VIC | ER |  | ie | R | 49 | 296 | 567 | 59600 | 3560 | S |  |  |  |  | 1450 | L | Central Highlands Water | Gutteridge Haskins & Davey | Roche Bros Pty Ltd
305 | DARWIN RIVER |  | 1972 |  | Darwin |  | DARWIN | NT | TE | ER | i | R/S | 27 | 560 | 285 | 265000 | 40000 | S |  |  |  | 205 | 2080 | L | Power and Water Corporation | C'wealth Dept of Works | Macmahon Constructions | Major spillway upgrade 2002 | [5 empty] | <10 | 130o 58' 20.493" E | 12o 49' 48.676" S
306 | EJ BEARDMORE | Lake Kajarabie | 1972 |  | Balonne |  | ST GEORGE | QLD | TE | PG | ie | S | 15.2 | 2591 | 115 | 81700 | 28500 | I |  |  |  | 71560 | 5550 | V | SunWater | Water Resources Commission | Barkas & Perrin | Includes 15 bc in spillway |  | n/a | n/a | 134 | n/a | 10
307 | FAIRBAIRN | Lake Maraboon | 1972 |  | Nogoa |  | EMERALD | QLD | TE |  | ie | S/R | 46 | 823 | 5249 | 1301000 | 150000 | I | S |  |  | 16320 | 15580 | L | SunWater | Snowy Mountains Hydro-Electric Authority | Various Contractors | Includes 1370 te in 6 saddle dams and 59 bc in spillway |  | n/a | n/a | 250 | n/a | 50
308 | GREENVALE | Greenvale Reservoir | 1972 |  | Yuroke Creek |  | MELBOURNE | VIC | TE |  | ie | S/R | 52 | 2500 | 6900 | 27500 | 1740 | S |  |  |  | 7 | 40 | L | Melbourne Water Corporation | Melbourne & Metropolitan Board of Works | Melbourne & Metropolitan Board of Works | Main dam only |  |  |  | 0 | 0 | 0
309 | MACKENZIE |  | 1972 |  | Fisher |  | DEVONPORT | TAS | ER |  | fa | R/S | 14 | 976 | 176 | 20220 | 2960 | H |  |  |  | 75 | 515 | L | Hydro Electric Corporation TAS | Hydro Electric Commission TAS | Hydro Electric Commission TAS |  | Fisher | 46 | 240
310 | MOOCHALABRA |  | 1972 |  | Moochalabra Ck |  | WYNDHAM | WA | ER |  | ie | R | 27 | 177 | 119 | 2007 | 257 | S |  |  |  | 59 | 2300 | L | WA Water Corporation | Public Works Department, WA | Carratti Bulldozing | Overtopped rockfill construction on original dam, raised 13 m and new spillway constructed 1999
311 | ORD RIVER | Lake Argyle | 1972 |  | Ord |  | KUNUNURRA | WA | ER |  | ie | R | 99 | 341 | 1908 | 10760000 | 980000 | I | H | C | N | 46100 | 3500 | L | WA Water Corporation | Public Works Department, WA | Dravo Pty Ltd | 1664 er, 244 te, auxiliary spillway capacity 24000 m3/sec, 30MW hydro installation added 1996 | Ord River Dam Power Station | 30 | 200 | 130
312 | WEST GELLIBRAND |  | 1972 |  | West Gellibrand |  | COLAC | VIC | TE |  | ie | R/S | 23 | 165 | 118 | 2000 | 250 | S |  |  |  |  | 11 | L | Barwon Water | Garlick & Stewart | Jack Legge Contractors Pty Ltd
313 | CARDINIA | Cardinia Reservoir | 1973 |  | Cardinia Creek |  | EMERALD | VIC | ER |  | ie | R | 86 | 1542 | 5150 | 286910 | 12950 | S |  |  |  | 32 | 12 | L | Melbourne Water Corporation | Snowy Mountains Engineering Corporation | Fluor Construction for MMBW | Volume quantity includes 4 Saddle Dams, Main Dam 3700 only crest length 4295 without Saddle Dams |  |  |  | 0 | 0 | 0
314 | CARDINIA DIVERSION 1 | Aura Vale Lake | 1973 |  | Trib Cardinia Creek |  | EMERALD | VIC | ER |  | ie | R | 22 | 305 |  |  |  | S | Q |  |  | 32 |  | L | Melbourne Water Corporation | Snowy Mountains Engineering Corporation | Fluor Construction for MMBW | Dam seperates Cardinia Reservoir from Aura Vale Lake
315 | CARDINIA DIVERSION 2 | Cardinia Diversion 2 | 1973 |  | Trib Cardinia Creek |  | EMERALD | VIC | ER |  | ie | R | 25 | 165 |  |  |  | Q | [5 empty] | L | Melbourne Water Corporation | Melbourne & Metropolitan Board of Works | Melbourne & Metropolitan Board of Works | Water quality diversion dam
316 | CARDINIA DIVERSION 3 | Cardinia Diversion 3 | 1973 |  | Trib Cardinia Creek |  | EMERALD | VIC | ER |  | ie | R | 14 | 105 |  |  |  | Q | [5 empty] | L | Melbourne Water Corporation | Melbourne & Metropolitan Board of Works | Melbourne & Metropolitan Board of Works | Water quality diversion dam
317 | CARDINIA DIVERSION 4 | Cardinia Diversion 4 | 1973 |  | Trib Cardinia Creek |  | EMERALD | VIC | ER |  | ie | R | 18 | 85 |  |  |  | Q | [5 empty] | L | Melbourne Water Corporation | Melbourne & Metropolitan Board of Works | Melbourne & Metropolitan Board of Works | Water quality diversion dam
318 | CARDINIA DIVERSION 6 | Cardinia Diversion 6 | 1973 |  | Trib Cardinia Creek |  | EMERALD | VIC | ER |  | he | R | 16 | 109 |  |  |  | Q | [5 empty] | L | Melbourne Water Corporation | Melbourne & Metropolitan Board of Works | Melbourne & Metropolitan Board of Works | Water quality diversion dam
319 | Cardinia Saddle 2 | Cardinia Reservoir | 1973 |  | Off Stream |  | EMERALD | VIC | ER |  | ie | R | 10 | 323 |  | 72625 | 12950 | S |  |  |  | 32 | 12 | L | Melbourne Water Corporation | Snowy Mountains Engineering Corporation | Fluor Construction for MMBW
320 | Cardinia Saddle 3 | Cardinia Reservoir | 1973 |  | Off Stream |  | EMERALD | VIC | ER |  | ie | R | 16 | 1219 |  | 126660 | 12950 | S |  |  |  | 32 | 12 | L | Melbourne Water Corporation | Snowy Mountains Engineering Corporation | Fluor Construction for MMBW
321 | EDGAR | Lake Pedder | 1973 |  | Off Stream |  | HOBART | TAS | TE |  | ie | R/S | 17 | 460 | 96 | 2937930 | 241330 | H |  |  |  | 734 | - | - | Hydro-Electric Commission TAS | Hydro Electric Commission TAS | Hydro Electric Commission TAS | Saddle dam for Lake Pedder
322 | MAROON |  | 1973 |  | Burnett Ck |  | BOONAH | QLD | TE |  | ie | R | 46.3 | 451 | 1620 | 44300 | 3100 | I |  |  |  | 160 | 567 | L | SunWater (To be transferred to SEQWater by 1 July 2008) | Water Resources Commission & Gutteridge,Haskins & Davey Pty Ltd | Water Resources Commission |  |  | n/a | n/a | 40 | 49 | 10
323 | ROSSLYNNE |  | 1973 |  | Jackson Creek |  | GISBORNE | VIC | ER |  | ie | R | 37 | 351 | 440 | 24500 | 1940 | S | I |  |  |  | 4100 | L | Southern Rural Water | State Rivers & Water Supply Commission, Victoria | State Rivers & Water Supply Commission, Victoria | Primary spillway modified, secondary spillway added and embankment raised in 1997 | [5 empty] | <5
324 | SCOTTS PEAK | Lake Pedder | 1973 |  | Huon |  | HOBART | TAS | ER |  | fa | R/S | 43 | 1067 | 584 | 2937930 | 241330 | H |  |  |  | 734 | - | - | Hydro Electric Corporation TAS | Hydro Electric Commission TAS | Hydro Electric Commission TAS | Lake Pedder water diverted to Lake Gordon via the McPartlan Pass Canal.
325 | SUMMIT |  | 1973 |  | Offstream |  | ADELAIDE | SA | TE |  | ie | R/S | 15 | 275 | 92 | 480 | 140 | S |  |  |  | 1 | 15 | L | South Australian Water Corporation | Sth Aust Government Eng & Water Supply Department | South Aust. Govenerment Eng & Water Supply Dept | [6 empty] | 0
326 | WILLIAM HOVELL | Lake William Hovell | 1973 |  | King |  | WANGARATTA | VIC | TE | ER | ie | R | 35 | 414 | 355 | 13500 | 1130 | I | H |  |  | 331 | 2195 | L | Goulburn-Murray Water | State Rivers & Water Supply Commission, Victoria | State Rivers & Water Supply Commission, Victoria |  | William Hovell | 1.6 | 3.7 | 24 |  | 0
327 | CHINCHILLA WEIR |  | 1974 |  | Condamine |  | CHINCHILLA | QLD | TE | ER | fe/fc | R/S | 9.2 | 410 | 35 | 9780 | 3580 | I | S |  |  | 19190 |  | L | SunWater | Local Govt Dept | G B White Pty Ltd |  |  | n/a | n/a | 10 | n/a | 10
328 | FITZROY FALLS |  | 1974 |  | Yarrunga Creek |  | MOSS VALE | NSW | TE | ER | ie | S | 14 | 1530 | 760 | 23500 | 5220 | S |  | H |  | 31 | 516 | L | Sydney Catchment Authority | Snowy Mountains Engineering Corporation | Leighton Contractors Pty Ltd | Includes 3 saddle dams
329 | GLENQUARRY CUT |  | 1974 |  | Off Stream |  | MOSS VALE | NSW | PG |  |  |  | 18 | 39 | 3 | 25875 | 6250 | S |  |  |  | 40 |  |  | Sydney Catchment Authority | Snowy Mountains Engineering Corporation | G Abignano Pty Ltd | Associated with Wingecarribee control structure
330 | GORDON | Lake Gordon | 1974 |  | Gordon |  | QUEENSTOWN | TAS | VA |  | ie | S/R | 140 | 198 | 154 | 12359040 | 278000 | H |  |  |  | 1280 | 175 | V | Hydro Electric Corporation TAS | Hydro-Electric Commission TAS | Hydro-Electric Commission TAS | Spills via canal to Lake Pedder and Serpentine Dam Outlet Gate. | Gordon | 450 | 1388
331 | McCALL SAY |  | 1974 |  | Ryans Creek |  | BENALLA | VIC | TE |  | fe | R/S | 23 | 168 | 130 | 1100 | 400 | S |  |  |  |  | 360 | L | North East Water | Garlick & Stewart | State Rivers & Water Supply Commission, Victoria | Formerly Upper Ryan's Creek
332 | ROSS RIVER |  | 1974 |  | Ross |  | TOWNSVILLE | QLD | TE | ER | ie | S/R | 34.4 | 8670 | 5085 | 212000 | 82000 | C | S |  |  | 750 | 674 | L | NQ Water | Water Resources Commission | Leighton Contractors Pty Ltd | Embankment raised in 1975, spillway raised in 1987
333 | SOUTH DANDALUP |  | 1974 |  | South Dandalup |  | PINJARRA | WA | TE |  | he | S/R | 43 | 457 | 760 | 208000 | 20900 | S |  |  |  | 311 | 348 | V | WA Water Corporation | Metropolitan Water Authority Perth | MWA, Perth and Leighton Contractors Pty Ltd
334 | WINGECARRIBEE |  | 1974 |  | Wingecarribee |  | MOSS VALE | NSW | TE | ER | ie | S | 19 | 1140 | 573 | 25875 | 6250 | S |  |  |  | 40 | 520 | V | Sydney Catchment Authority | Snowy Mountains Engineering Corporation | G Abignano Pty Ltd | Includes 3 saddle dams, radial gate 11m wide x 6m high
335 | FRED HAIGH | Lake Monduran | 1975 |  | Kolan |  | GIN GIN | QLD | ER |  | ie | R | 49 | 646 | 1060 | 562000 | 53450 | I |  |  |  | 1308 | 2270 | L | SunWater | Water Resources Commission | K D Morris & Various Contractors |  |  | n/a | n/a | 592 | n/a | 10
336 | GINNINDERRA | Ginninderra | 1975 |  | Ginninderra |  | CANBERRA | ACT | TE |  | he | R/S | 17 | 365 | 174 | 3700 | 1050 | R |  |  |  |  | 965 | L | ACTEW Corporation | Laurie, Montgomerie & Pettit | Thiess Bros Pty Ltd | Recreational, Pollution control, spillway needs to be upgraded
337 | SAMUEL |  | 1975 |  | London Lakes Crk |  | QUEENSTOWN | TAS | TE |  | ie | R | 11 | 130 |  | 4600 | 1140 | R |  |  |  | 28 | 23 | L | Highland Development Corp | Hydro Electric Commission TAS | C. C. Cunningham & Son | Recreational lake, trout fishing.
338 | BINGEGANG WEIR |  | 1976 |  | Mackenzie |  | DINGO | QLD | PG |  |  | R | 11 | 223 |  | 8060 | 2500 | S | I |  |  |  |  | L | SunWater | Water Resources Commission | A H Hodge & Sons | Raised and inflatable rubber dam fitted in 1998. |  | n/a | n/a | n/a | n/a | 10
339 | BROGO |  | 1976 |  | Brogo |  | BEGA | NSW | ER |  | fc | R/S | 43 | 265 | 309 | 9800 | 1020 | I |  |  |  | 400 | 3700 | L | Dept. Land Water Conservation | Water Resources Commission NSW | Citra Constructions Ltd | Includes 4 BC in upstream facing | Brogo | 2 |  |  |  | 0
340 | COPETON |  | 1976 |  | Gwydir |  | INVERELL | NSW | ER |  | ie | R | 113 | 1484 | 8547 | 1364000 | 46000 | I |  |  |  | 5370 | 14800 | V | Dept. Land Water Conservation | Water Resources Commission NSW | Fluor-Brown-Root |  | Copeton | 21 | 54.3 |  |  | 0
341 | COPPERLODE FALLS | Lake Morris | 1976 |  | Freshwater Ck |  | CAIRNS | QLD | ER |  | ie | R | 45 | 126 | 310 | 45460 | 3327 | S |  |  |  | 44 | 490 | L | Cairns-Mulgrave Water Supply Board | Local Govt Dept | G Abignano Pty Ltd
342 | EWEN MADDOCK |  | 1976 |  | Addlington Ck |  | LANDSBOROUGH | QLD | TE |  | he | R/S | 11.4 | 728 | 352 | 16590 | 3710 | S |  |  |  | 21 | 132 | L | Sunshine Coast Regional Council (To be transferred to SEQWater by 1 July 2008) | John Wilson and Partners | Morris Doval (Orig), Mak Constructions (Raising) | Spillway raised in 1982
343 | GLENLYON |  | 1976 |  | Pike Ck |  | TEXAS | QLD | ER |  | ie | R | 62 | 445 | 1450 | 253600 | 18000 | I | S |  |  | 1295 | 4400 | L | Dumaresq-Barwon Border Rivers Commission | WC & IC of NSW and Water Resources Commission | Thiess Bros Pty Ltd & John Holland Pty Ltd |  |  | n/a | n/a | part of the NSW figures | n/a | 50
344 | HINZE (Stage 3 to be completed 2010) | Advancetown Lake | 1976 |  | Nerang |  | GOLD COAST | QLD | TE | ER | ie | R/S | 62 | 580 | 2561 | 161070 | 9720 | S |  |  |  | 207 | 2405 | L | Gold Coast City Council (To be transferred to SEQWater by 1 July 2008) | Local Govt Dept (Orig), Damcorp (Raising) | Davis Contractors (Orig), Various Contractors (Raising) | Formerly Advancetown Dam. Raised in 1989 |  | n/a | n/a | n/a | n/a | 50
345 | JULIUS |  | 1976 |  | Leichhardt |  | MT ISA | QLD | MV |  |  | R | 38 | 400 | 45 | 107500 | 12550 | S |  |  |  | 4845 | 14500 | L | SunWater | McIntyre and Associates Pty Ltd | Thiess Bros Pty Ltd |  |  | n/a | n/a | n/a | n/a
346 | NEVILLE HEWITT WEIR |  | 1976 |  | Dawson |  | BARALABA | QLD | PG |  |  | R | 10 | 183 |  | 11300 | 2950 | I | S |  |  |  |  | L | SunWater | Water Resources Commission | Water Resources Commission |  |  | n/a | n/a | 19 | n/a | 10
347 | NORTH PINE | Lake Samsonvale | 1976 |  | North Pine |  | PETRIE | QLD | PG | TE | he | S | 45 | 1375 | 450 | 215000 | 21800 | S | R |  |  | 347 | 3700 | V | SEQ Water | Local Govt Dept | Transfield (Qld) Pty Ltd | Volume comprises 175 bc & 275 te including saddle dams |  | n/a | n/a | n/a | n/a | 50
348 | TALLOWA |  | 1976 |  | Shoalhaven |  | NOWRA | NSW | PG |  |  |  | 43 | 518 | 325 | 85500 | 8310 | S |  | H |  | 5750 | 27600 | L | Sydney Catchment Authority | Snowy Mountains Engineering Corporation | Leighton Contractors Pty Ltd | Provision for future radial gates to raise fsl by 4.6m | Shoalhaven | 120 | 625
349 | GOOGONG |  | 1977 |  | Queanbeyan |  | QUEANBEYAN | NSW | ER |  | ie | R | 67 | 417 | 818 | 123000 | 6960 | S |  |  |  | 873 | 4300 | L | ACT Electricity & Water | Commonwealth Department of Construction | Thiess Bros, Pty Ltd | Total embankment vol 838 including saddle dam
350 | KINCHANT |  | 1977 |  | Sandy Ck North Branch |  | ETON | QLD | TE | ER | ie | S | 22 | 5100 | 3375 | 62800 | 9200 | I |  |  |  | 32 | 350 | L | SunWater | Water Resources Commission | Water Resources Commission & Various Contractors | Raised by 8m in 1986 |  | n/a | n/a | 150 | n/a | 10
351 | LITTLE PARA |  | 1977 |  | Little Para |  | ADELAIDE | SA | ER |  | fc | R | 53 | 225 | 288 | 20800 | 1250 | S |  |  |  | 83 | 450 | L | South Australian Water Corporation | Sth Aust Government Eng & Water Supply Department | South Aust. Government Eng. & Water Supply Dept | [6 empty] | 0
352 | SOLOMON |  | 1977 |  | Deephole Ck |  | PALM ISLAND | QLD | TE |  | he | S | 17 | 408 | 175 | 487 | 690 | S |  |  |  | 4 | 425 | L | Palm Island Aboriginal Council | Local Govt Dept | Cyril Golding Earthmovers
353 | SWINGLER | Thomson | 1977 |  | Thomson River |  | MOE | VIC | PG |  | c | R | 18 | 144 | 15 | 400 | 40 | S |  |  |  | 320 | 570 | L | Melbourne Water Corporation | Melbourne & Metropolitan Board of Works | Citra Australia Ltd for MMBW | Re-commissioned May 2007
354 | BEN BOYD | Boydtown Creek | 1978 |  | Off Stream |  | BOYDTOWN | NSW | TE |  | ie | R | 30 | 225 | 147 | 800 | 100 | S |  |  |  | 0.6 | 25 | L | Bega Valley Shire Council | Department of Public Works NSW | Department of Public Works NSW
355 | CLARE WEIR |  | 1978 |  | Burdekin |  | CLARE | QLD | PG |  |  | R/S | 7 | 425 |  | 15900 | 5200 | S |  |  |  | 129876 |  | V | SunWater | Snowy Mountains Engineering Corporation | Water Resources Commission (Orig), John Holland Pty Ltd (Raising) | Gates added in 1986 |  | n/a | n/a | n/a | n/a
356 | G. A. WATERHOUSE |  | 1978 |  | Mountain Hut Ck |  | EUROA | VIC | ER |  | ie | R | 17 | 212 | 60 | 250 | 50 | S |  |  |  |  | N.A. | L | Goulburn Valley Water | Gutteridge Haskins & Davey | Thompson Earthworks
357 | SEAHAM WEIR |  | 1978 |  | Williams |  | MAITLAND | NSW | ER |  | ie | R | 25 | 523 | 126 | 16090 | 2500 | S |  |  |  |  | 647 | V | Hunter Water Corporation | Water Resources Commission NSW | Ray Fitzpatrick Quarries P/L SIF Enterprise Bachy, Paris | Sealing element combination of cement and chemical grout; designed to overtop when spillway capacity needed
358 | WALLERAWANG |  | 1978 |  | Cox's |  | LITHGOW | NSW | TE |  | he | R/S | 14 | 600 | 80 | 4300 | 1250 | S |  |  |  | 200 | 1400 | L | Delta Electricity | Electricity Commission of NSW | Thiess Bros, Pty Ltd
359 | BAYSWATER COLLIERY | Water Supply | 1979 |  |  |  | MUSWELLBROOK | NSW | ER |  | ie | R/S | 27 | 600 |  | 1200 |  | S | [6 empty] | Bayswater Colliery
360 | BUNDOORA |  | 1979 |  | German Ck |  | CAPELLA | QLD | TE |  | ie | R | 19 | 550 | 142 | 10080 | 258 | S |  |  |  | 106.5 | 206 | L | Capricorn Coal Management | Ullman and Nolan Pty Ltd | Leighton Contractors Pty Ltd |  |  | n/a | n/a | n/a | n/a | 10
361 | CHAFFEY |  | 1979 |  | Peel |  | TAMWORTH | NSW | ER |  | ie | R/S | 54 | 430 | 1413 | 61800 | 5420 | I |  | S |  | 420 | 903 | L | Dept. Land Water Conservation | Water Resources Commission NSW | John Holland Pty Ltd
362 | COOLOOLABIN |  | 1979 |  | Rocky Ck |  | YANDINA | QLD | PG | TE |  | R/S | 19 | 243 | 21 | 14200 | 220 | S |  |  |  | 8 | 170 | L | Sunshine Coast Regional Council (To be transferred to SEQWater by 1 July 2008) | J Mulholland | Qld Concrete & General Construction Co Pty Ltd | 10 bc, 11 te in main dam, 155 te in 5 saddle dams
363 | CURRIES RIVER |  | 1979 |  | Curries |  | LAUNCESTON | TAS | TE |  | ie | R | 27 | 300 | 209 | 12000 | 1800 | S |  |  |  | 17 | 34 | L | Rivers & Water Supply Comm TAS | Gutteridge, Haskins & Davey | Roche Bros. Pty Ltd
364 | DARTMOUTH | Lake Dartmouth | 1979 |  | Mitta Mitta |  | WODONGA | VIC | ER |  | ie | R | 180 | 670 | 14100 | 4000000 | 63000 | I |  | H | S |  | 2750 | L | Murray Darling Basin Commission | State Rivers & Water Supply Commission, Victoria | Thiess Bros Pty Ltd |  | Dartmouth Power Station | 150 | 310 | 1610
365 | LOWER YALLUP |  | 1979 |  | Yallup Brook |  | WAGERUP | WA | ER |  | he | S | 16 | 470 | 210 | 700 | 190 | S | [6 empty] | Alcoa Australia
366 | PEJAR |  | 1979 |  | Wollondilly |  | GOULBURN | NSW | TE | ER | ie | R | 26 | 367 | 95 | 9000 | 1550 | S |  |  |  | 143 | 2470 | L | Goulburn City Council | Department of Public Works NSW | Department of Public Works NSW
367 | PORT MACQUARIE |  | 1979 |  | Off Stream |  | PORT MACQUARIE | NSW | TE |  | he | R/S | 19 | 230 | 60 | 2500 | 300 | S |  |  |  | 1.1 | 67 | L | Hastings Council | Department of Public Works NSW | Department of Public Works NSW
368 | UPPER YALLUP |  | 1979 |  | Yallup Brook |  | WAGERUP | WA | TE |  | ie | S | 17 | 510 | 260 | 1100 | 250 | S |  |  |  |  | 2 | L | Alcoa Australia
369 | WUNGONG |  | 1979 |  | Wungong Brook |  | PERTH | WA | ER |  | ie | R | 65 | 460 | 1723 | 60000 | 3305 | S |  |  |  | 132 | 445 | L | WA Water Corporation | Metropolitan Water Authority Perth | MWA, Perth & John Holland (Constructions) Pty Ltd
370 | DARTMOUTH | Regulating Pond | 1980 |  | Mitta Mitta |  | WODONGA | VIC | PG |  |  |  | 25 | 180 | 30 | 5200 | 90 | H |  |  |  |  | 2240 | L | AGL Hydro | State Electricity Commission of Victoria | Thiess Bros Pty Ltd | Regulating dam for hydro-electric and irrigation releases | Banimboola Power Station | 12.2
371 | KARANGI |  | 1980 |  | Off Stream |  | COFFS HARBOUR | NSW | TE |  | he | R/S | 28 | 300 | 250 | 2630 | 200 | S |  |  |  | 1.49 | 100 | L | Coffs Harbour City Council | Department of Public Works NSW | Department of Public Works NSW
372 | LERDERDERG WEIR |  | 1980 |  | Lerderderg |  | BACCHUS MARSH | VIC | PG |  |  |  | 14 | 78 | 2 | 60 | 0 | S | I |  |  |  | 570 | V | Southern Rural Water | State Rivers & Water Supply Commission, Victoria | State Rivers & Water Supply Commission, Victoria | Diversion of stream flow only, via tunnel(s) to Merrimu.
373 | LOY YANG | High Level Storage | 1980 |  | Off Stream |  | TRARALGON | VIC | TE |  | he | S | 46 | 630 | 1790 | 6230 | 600 | S |  |  |  |  | 19 | L | Loy Yang Power | Roche Bros/State Electricity Commission of Victoria | Roche Bros/State Electricity Commission of Victoria | Water supply for the cooling systems, fire protection and other miscellaneous activities in the power stations
374 | LOY YANG | Settling Pond | 1980 |  | Off Stream |  | TRARALGON | VIC | TE |  | he | S | 17 | 1620 | 570 | 1800 | 230 | Q |  |  |  |  | 38.2 | L | Loy Yang Power | Leightons/State Electricity Commission of Victoria | Leightons/State Electricity Commission of Victoria | Retention of surface runoff and cooling period for purge water from thermal power station
375 | MARY ANN |  | 1980 |  | Mary Anne Ck |  | TENNANT CK | NT | TE | ER | fc | R | 15 | 160 | 28 | 450 | 270 | R |  |  |  | 9 | 220 | L | Tennant Creek Town Council, Warramungu Land Trust & Central land Council | Gutteridge, Haskins and Davey | Macmahon Constructions | Mary Ann Dam was named after the Mary Ann Mine (sometimes named Mary Anne Mine) which was commenced by Harold Williams and Nuggett Wilson as a surface scrapping in 1946. Later a shaft sunk by Jim Smith and Bill Hoews brought no result. Now officially known as Lake Mary Ann since late 2005. | [6 empty] | 134o 12' 59.66" E | 19o 36' 59.98" S
376 | MEANDU CREEK |  | 1980 |  | Meandu Ck |  | KINGAROY | QLD | TE |  | ie | R/S | 22 | 450 | 383 | 3100 | 680 | S |  |  |  |  | 1492 | L | Tarong Energy Corporation | MacDonald Wagner & Priddle | Thiess Bros Pty Ltd | Supply for thermal power station
377 | SPLIT-YARD CREEK |  | 1980 |  | Pryde Ck |  | LOWOOD | QLD | ER |  | ie | R | 76 | 1140 | 3371 | 28600 | 1020 | H |  |  |  | 3.8 | 570 | L | Tarong Energy Corporation | Water Resources Commission | Water Resources Commission, Thiess Bros P/L & John Holland P/L | Upper storage for Wivenhoe pumped storage hydro scheme | Wivenhoe Pumped Storage | 500 | 111.5 | n/a | n/a | 0
378 | SUGARLOAF | Sugarloaf Reservoir | 1980 |  | Sugarloaf Creek |  | YARRA GLEN | VIC | ER |  | fc | R | 89 | 1050 | 4700 | 99220 | 4450 | S |  |  |  | 9 | 11 | L | Melbourne Water Corporation | Melbourne & Metropolitan Board of Works | Various Contractors for MMBW
379 | Sugarloaf Saddle 1 | Sugarloaf Reservoir | 1980 |  | Trib Sugarloaf Creek |  | YARRA GLEN | VIC | ER |  | ie | R | 17 | 528 |  | 49591 | 4450 | S |  |  |  | 9 | 11 | L | Melbourne Water Corporation | Melbourne & Metropolitan Board of Works | Various Contractors for MMBW
380 | TARONG COOLING WATER |  | 1980 |  | Off Stream |  | KINGAROY | QLD | TE |  | ie | R/S | 25 | 700 | 712 | 3000 | 380 | S |  |  |  |  | 6 | L | Tarong Energy Corporation | MacDonald Wagner & Priddle | Thiess Bros Pty Ltd | Supply for thermal power station
381 | DRAYTON DAM 1891 |  | 1981 |  | Minor Creek |  | MUSWELLBROOK | NSW | ER |  | ie | R/S | 18 | 280 | 75 | 360 | 70 | S |  |  |  |  | 35 | L | Drayton Joint Venture | Coffey and Partners | Hawkins Bros.
382 | JOHNS HILL |  | 1981 |  | Off Stream |  | MENZIES CK | VIC | TE |  | fe | S | 27 | 420 | 185 | 360 | 35 | S |  |  |  |  | 34 | L | Melbourne Water Corporation | Gutteridge, Haskins & Davey | Roche Bros Pty Ltd
383 | LEIGH CREEK RETENTION |  | 1981 |  | Leigh Creek |  | LEIGH CREEK | SA | TE |  | fe | R | 24 | 1924 | 670 | 16700 | 3430 | C |  |  |  |  | 220 | L | ETSA Utilities | Coffey and Partners, Adelaide | Tripodi Constructions Pty Ltd | [6 empty] | 0
384 | LEONGATHA No 4 | Western | 1981 |  | Ruby Creek |  | LEONGATHA | VIC | TE |  | he | R | 23 | 118 | 119 | 1137 | 150 | S |  |  |  |  | 117 | L | South Gippsland Water | Camp Scott & Furphy | Statewide Earthmoving
385 | LOY YANG | Ash Pond | 1981 |  | Off Stream |  | TRARALGON | VIC | TE |  | he | S | 43 | 1400 | 3000 | 9800 | 600 | * Footnotes |  |  |  |  | 217 | L | Loy Yang Power | Thiess Bros Pty Ltd/State Electricity Commission of Victoria | Thiess Bros Pty Ltd/State Electricity Commission of Victoria | Storage for Power Station Ash(7800) and clarification pond for ash sluicing water and storage of excess saline water (2000)from Latrobe Valley Power Station prior to discharge to Ocean Outfall. Embankment modified in 1995 to increase capacity by 2800.
386 | LOY YANG | Fire Service | 1981 |  | Off Stream |  | TRARALGON | VIC | TE |  | he | S | 28.5 | 650 | 500 | 2300 | 300 | S |  |  |  |  | 217 | L | Loy Yang Power | Thiess Bros Pty Ltd/State Electricity Commission of Victoria | Thiess Bros Pty Ltd/State Electricity Commission of Victoria | Water Storage for Open Cut Fire Protection. Downstream embankment partially submerged in ash pond as Ash Pond immediately down stream. Wall raised 2.5 metres in 1995 to increase ash pond storage capacity.
387 | MACKINTOSH | Lake Mackintosh | 1981 |  | Mackintosh |  | QUEENSTOWN | TAS | ER |  | fc | R/S | 75 | 465 | 927 | 913690 | 27610 | H |  |  |  | 512 | 1021 | L | Hydro Electric Corporation TAS | Hydro-Electric Commission TAS | Hydro-Electric Commission TAS |  | Mackintosh | 81 | 394
388 | TULLABARDINE | Lake Mackintosh | 1981 |  | Tullabardine Crk |  | QUEENSTOWN | TAS | ER |  | fc | R | 25 | 214 | 186 | 913690 | 27610 | H |  |  |  | 512 | - | L | Hydro-Electric Commission TAS | Hydro-Electric Commission TAS | Hydro-Electric Commission TAS | Saddle dam for Lake Mackintosh.
389 | BLAIR ATHOL ENVIRONMENT DAM |  | 1982 |  | Bath Ck |  | BLAIR ATHOL | QLD | ER |  | ie | R/S | 15 | 500 | 102 | 4000 | 1500 | Q |  |  |  |  | 11 | L | Blair Athol Coal Pty Ltd | Coffey and Partners & CMPS | Unknown
390 | BLAIR ATHOL WEST |  | 1982 |  | Washpool Ck |  | BLAIR ATHOL | QLD | ER |  | ie | R/S | 16 | 250 | 171 | 2800 | 510 | C | S |  |  |  | 35 | L | Blair Athol Coal Pty Ltd | Coffey and Partners & CMPS | Unknown |  |  | n/a | n/a | n/a | n/a | 10
391 | BOONDOOMA |  | 1982 |  | Boyne |  | PROSTON | QLD | ER |  | fc | R | 63 | 455 | 944 | 204200 | 18150 | S | I |  |  | 4200 | 13420 | L | SunWater | Water Resources Commission | Citra Constructions Ltd & White Industries Pty Ltd | Supply for thermal power station |  | n/a | n/a | 33 | n/a | 10
392 | CANIA |  | 1982 |  | Three Moon Ck |  | MONTO | QLD | ER |  | ie | R | 54 | 340 | 727 | 88500 | 7600 | I |  |  |  | 280 | 3200 | L | SunWater | Water Resources Commission & SMEC | Water Resources Commission |  |  | n/a | n/a | 23 | n/a | 10
393 | DRAYTON DAM 1789 |  | 1982 |  | Minor Creek |  | MUSWELLBROOK | NSW | ER |  | ie | R/S | 20 | 130 | 42 | 65 | 19 | S |  |  |  |  | 35 | L | Drayton Joint Venture | Coffey and Ptnrs, CSR Energy | Thiess Bros.
394 | DRAYTON DAM 1969 |  | 1982 |  | Minor Creek |  | MUSWELLBROOK | NSW | ER |  | ie | R/S | 15 | 160 | 46 | 60 | 16 | S |  |  |  |  | 9 | L | Drayton Joint Venture | Coffey and Ptnrs, CSR Energy | Thiess Bros.
395 | GUIDE RIVER |  | 1982 |  | Guide |  | BURNIE | TAS | TE |  | he | S | 15 | 130 | 55 | 1800 | 580 | S |  |  |  | 15 | 30 | L | Municipality of Burnie | Municipality of Burnie | Singline Constructions Pty Ltd
396 | LYELL |  | 1982 |  | Cox's |  | LITHGOW | NSW | ER |  | fc | R | 51 | 205 | 206 | 33500 | 2340 | S |  |  |  | 380 | 5900 | V | Delta Electricity | Electricity Commission of NSW Pacific Power | Pearson Bridge | Dam raised and inflateable rubber dam added in 1995; rubber dams removed in 2001 and replaced with Hydroplus fusegates
397 | MANGROVE CREEK |  | 1982 |  | Mangrove Ck |  | WYONG | NSW | ER |  | fc | R | 80 | 380 | 1340 | 189200 | 6800 | S |  |  |  | 101 | 575 | L | Gosford City Council | Department of Public Works NSW | PWD, NSW and Citra Australia
398 | MURCHISON |  | 1982 |  | Murchison |  | QUEENSTOWN | TAS | ER |  | fc | R | 93 | 217 | 910 | 96910 | 4080 | H |  |  |  | 750 | 1910 | L | Hydro Electric Corporation TAS | Hydro-Electric Commission TAS | Hydro-Electric Commission TAS | Diverts water to the Lake Mackintosh and its Power Station.
399 | OPTHALMIA |  | 1982 |  | Fortescue |  | NEWMAN | WA | TE |  | ie | S | 16 | 1810 | 980 | 32000 | 12600 | S |  |  |  |  | 13000 | L | Mount Newman Mining | GHD-Dwyer (WA) | Thiess Contractors | Includes 2 saddle dams, 15m and 14m high, used for ground water recharge
400 | THERESA CREEK |  | 1982 |  | Theresa Ck |  | CLERMONT | QLD | PG | TE |  | R | 13 | 615 | 60 | 9200 | 2500 | S |  |  |  | 760 | 6400 | L | Isaac Regional Council | Munro Johnson and Associates | Leighton Contractors Pty Ltd
401 | WILLIMIGONGON |  | 1982 |  | Willimigongon |  | MACEDON | VIC | TE |  | ie | S | 20 | 187 | 107 | 280 | 38 | S |  |  |  |  | 1040 | L | Western Water | Camp Scott & Furphy | Leech Earthmoving
402 | WORSLEY REFINERY | CATCHMENT LAKE DAM | 1982 |  | Augustus |  | BUNBURY | WA | TE |  | ie | S | 30 | 620 | 695 | 6400 | 930 | Q |  | S |  |  | NIL |  | Worsley Alumina | GHD-Dwyer (WA) | John Holland Constructions | Industrial cooling and plant water
403 | BAMARANG |  | 1983 |  | Off Stream |  | NOWRA | NSW | TE |  | ie | R | 26 | 320 | 160 | 3800 | 580 | S |  |  |  | 1 | 15 | L | Shoalhaven City Council | Department of Public Works NSW | Department of Public Works NSW
404 | BASTYAN | Lake Rosebery | 1983 |  | Pieman |  | QUEENSTOWN | TAS | ER |  | fc | R/S | 75 | 510 | 570 | 123520 | 7440 | H |  |  |  | 1397 | 2806 | L | Hydro Electric Corporation TAS | Hydro-Electric Commission TAS | Hydro-Electric Commission TAS |  | Bastyan | 81 | 405
405 | BASTYAN LEVEE | Lake Rosebery | 1983 |  | Off Stream |  | QUEENSTOWN | TAS | TE |  | he | R/S | 14 | 55 | 10 | 123520 | 7440 | H |  |  |  | 1397 | - | L | Hydro Electric Corporation TAS | Hydro-Electric Commission TAS | Hydro-Electric Commission TAS | Saddle dam for Lake Rosebery.
406 | CLARRIE HALL |  | 1983 |  | Doon Doon Ck |  | MURWILLUMBAH | NSW | ER |  | fc | R | 43 | 180 | 243 | 16000 | 2200 | S |  |  |  | 60.2 | 740 | L | Tweed Shire Council | Department of Public Works NSW | Dept. Public Works NSW
407 | CRESSBROOK |  | 1983 |  | Cressbrook Ck |  | TOOWOOMBA | QLD | TE |  | ie | R | 59 | 363 | 1578 | 81840 | 5170 | S |  |  |  | 321 | 1140 | L | Toowoomba City Council | Farr, Evratt & Associates | Abigroup Pty Ltd
408 | GLENNIES CREEK | Lake St Clair | 1983 |  | Glennies Creek |  | SINGLETON | NSW | ER |  | fc | R | 67 | 550 | 875 | 283000 | 15400 | I |  | S |  | 233 | 637 | L | Dept. Land Water Conservation | Dept of W/Resources, NSW | Citra Constructions Ltd | Includes 11 BC in upstream facing
409 | THOMSON | Thomson Reservoir | 1983 |  | Thomson River |  | MOE | VIC | ER |  | ie | R | 166 | 590 | 14170 | 1123090 | 22300 | S | I |  |  | 487 | 1040 | L | Melbourne Water Corporation | Snowy Mountains Engineering Corporation | Various Contractors for MMBW | Dam vol includes Saddle Dam | Thomson Hydro | 7.5 | 60
410 | Thomson Saddle | Thomson Reservoir | 1983 |  | Off Stream |  | MOE | VIC | ER |  | ie | R | 36 | 580 | 14170 | 514872 | 22300 | S | I |  |  | 487 | 1040 | L | Melbourne Water Corporation | Snowy Mountains Engineering Corporation | Various Contractors for MMBW | Dam vol includes Main Dam
411 | WORSLEY FRESHWATER | LAKE | 1983 |  | Augustus |  | BUNBURY | WA | TE |  | he | R/S | 31 | 320 | 500 | 5800 | 580 | S |  |  |  |  | 220 | L | Worsley Alumina | GHD-Dwyer (WA) | Citra Constructions
412 | WORSLEY PIPEHEAD |  | 1983 |  | Augustus |  | BUNBURY | WA | TE |  | he | R/S | 21 | 340 | 150 | 960 | 170 | Q |  |  |  |  | NIL |  | Worsley Alumina | GHD-Dwyer (WA) | Thiess Constructors | Contaminated water storage
413 | AWOONGA |  | 1984 |  | Boyne |  | GLADSTONE | QLD | ER |  | fc | R | 53 | 858 | 1065 | 777000 | 67800 | S |  |  |  | 2230 | 8100 | L | Gladstone Area Water Board | Local Govt Dept & Water Resources Commission | Thiess Contractors Pty Ltd | Incorporates original pg weir constructed in 1976
414 | BAYSWATER COOLING | Make-up pond | 1984 |  | Tinker Creek |  | MUSWELLBROOK | NSW | TE |  | he | S | 16 | 450 | 95 | 456 | 102 | S |  |  |  | 0.3 | 5 | L | Macquarie Generation | Electricity Com. of NSW. | Thiess Contractors
415 | BLUE ROCK |  | 1984 |  | Tanjil |  | MOE | VIC | ER |  | ie | R | 72 | 600 | 1514 | 208000 | 8730 | S | I | H |  |  | 1200 | L | Southern Rural Water | Rural Water Commission, Victoria | Rural Water Commission, Citra, White Industries | Turbine added 1992 | Blue Rock | 3 | 9 |  |  | <30
416 | BOWDEN No 1 |  | 1984 |  | Weasel Plains Crk |  | BOTHWELL | TAS | TE |  |  | S | 18 | 190 |  | 3300 | 930 | I |  |  |  | 54 | 180 | L | R. V. Bowden & Son | Gutteridge Haskins and Davey | R. V. Bowden and Son | The storage serves the irrigation needs along the Clyde River valley north of Bothwell.
417 | CEDAR POCKET |  | 1984 |  | Deep Ck (East) |  | GYMPIE | QLD | PG | TE |  | R | 20 | 115 | 8 | 730 | 220 | I |  |  |  | 17.4 | 1100 | L | SunWater (To be transferred to SEQWater by 1 July 2008) | John Wilson and Partners | Qld Concrete & General Construction Co Pty Ltd | Volume includes 6.3 pg, 1.7 te |  | n/a | n/a | included with Borumba dam | n/a | 10
418 | COPPERFIELD RIVER GORGE |  | 1984 |  | Copperfield |  | KIDSTON | QLD | PG |  |  | R | 38 | 320 | 157 | 20600 | 1900 | S |  |  |  | 1272 | 8500 | L | Kidston Gold Mines Ltd | Gutteridge, Haskins & Davey Pty Ltd | Hornibrook Constructions | Roller compacted concrete. Supply for gold mine
419 | DEEP CREEK |  | 1984 |  | Off Stream |  | BATEMANS BAY | NSW | TE |  | ie | R | 32 | 505 | 500 | 4900 | 550 | S |  |  |  | 3.26 | 150 | L | Eurobodalla Shire Council | Sinclair Knight & Partners/Dept of Public Works | Department of Public Works NSW
420 | FORD |  | 1984 |  | Eastford Creek |  | DEVONPORT | TAS | TE |  | ie | S | 16 | 240 |  | 720 | 110 | I |  |  |  | 6 | 8 | L | M. W. Ford & Co. | Consulting Engineers P/L | L. Eyles | The storage serves the irrigation needs in a region north of Latrobe.
421 | HALL No 2 |  | 1984 |  | Meadsfield Crk |  | HOBART | TAS | TE |  | ie | S | 17 | 100 |  | 130 | 20 | I |  |  |  | 8 | 9 | L | G. Hall & Sons | G. Hall & Sons | G. Hall & Sons | The storage serves the irrigation needs along the Clyde River valley south of Bothwell.
422 | LENTHALLS |  | 1984 |  | Burrum |  | HERVEY BAY | QLD | TE | ER | ie | R/S | 32 | 445 | 334 | 28400 | 7000 | S | R |  |  | 511 | 2500 | L | Hervey Bay-Woocoo Water Supply Board | Gutteridge, Haskins & Davey Pty Ltd | Q H & M Birt Pty Ltd | Formerly Burrum No 3. Includes 12 bc, 261 te, 61 er.
423 | SANDHURST |  | 1984 |  | Off Stream |  | BENDIGO | VIC | TE |  | he | R/S | 26 | 860 | 725 | 2500 | 172 | S |  |  |  |  | 39 | L | Coliban Water | Rural Water Commission, Victoria | Rural Water Commission, Jack Legge Constructors Pty Ltd
424 | STAWELL MINE WATER (No. 5 Dam) |  | 1984 |  | Off Stream |  | STAWELL | VIC | TE |  | he | S | 17 | 800 | 200 | 700 | 67 | S |  |  |  |  | 320 | L | MPI Mines (Stawell Gold Mine) | Gutteridge, Haskins & Davey
425 | WINDAMERE |  | 1984 |  | Cudgegong |  | MUDGEE | NSW | ER |  | ie | R | 67 | 825 | 1740 | 368000 | 20300 | I |  |  |  | 1067 | 6270 | L | Dept. Land Water Conservation | Dept of W/Resources, NSW | Abignano Pty Ltd
426 | ANDERSON |  | 1985 |  | Tr. Murray |  | DWELLINGUP | WA | TE |  | he | S | 31 | 222 | 195 | 1224 | 130 | I |  |  |  |  | 40 | V | Owston Nominees | Halpern Glick Pty Ltd | Costain Pearson Bridge
427 | ARGYLE WATER SUPPLY |  | 1985 |  | Limestone Ck |  | KUNUNURRA | WA | ER |  | ie | R | 35 | 115 | 73 | 330 | 26 | S |  |  |  |  | 30 | L | Argyle Diamond Mine | GHD-Dwyer (WA) | Thiess Contractors
428 | BAYSWATER BRINE | Decant | 1985 |  | Pikes Creek |  | MUSWELLBROOK | NSW | TE |  | he | S/R | 21.5 | 400 | 140 | 650 | 115 | Q |  |  |  | 0.4 | 5.7 | L | Macquarie Generation | Electricity Comm. of NSW | Leighton | Dam raised during 1990 to figures shown
429 | ETHERINGTON |  | 1985 |  | Tr. Murray |  | DWELLINGUP | WA | TE |  | he | S | 17 | 250 | 61 | 210 | 82 | I |  |  |  |  | 44 | L | Etherington & Sons Pty Ltd | Wood & Grieve Pty Ltd | B & J Catelano
430 | HARDING | Lake Poongkaliyarra | 1985 |  | Harding |  | KARRATHA | WA | ER |  | ie | R | 45 | 320 | 726 | 63800 | 14125 | S |  |  |  | 1071 | 21500 | L | WA Water Corporation | Water Authority of WA | Leighton Contractors P/L | [6 empty] | 5
431 | WIVENHOE |  | 1985 |  | Brisbane |  | FERNVALE | QLD | ER |  | ie | R/S | 59 | 2300 | 4140 | 1165000 | 108000 | S | C | H | R | 7020 | 12000 | V | SEQ Water | Water Resources Commission | Wivenhoe Constructions | Lower reservoir for pumped storage hydro scheme |  | n/a | n/a | n/a | 1450 | 50
432 | WUJAL WUJAL COMMUNITY - DAM NO. 2 |  | 1985 |  | Palmer |  | WUJAL WUJAL | QLD | TE |  |  |  | 24 | 110 |  | 560 | 100 | S |  |  |  | 17.2 |  |  | Wujal Wujal Community Council
433 | BODDINGTON GOLD | MINE WATER SUPPLY D4 | 1986 |  | 34 Mile Brook |  | BODDINGTON | WA | TE |  | he | S | 17 | 244 | 114 | 4150 | 841 | S |  |  |  |  | 250 | L | Worsley Alumina Pty, Ltd | Kinhill Stearns/BHP Eng. | JLV Contractors Pty, Ltd
434 | CRAIGBOURNE |  | 1986 |  | Coal |  | HOBART | TAS | PG |  |  | R | 24 | 247 | 25 | 12500 | 2100 | I |  |  |  | 241 | 2300 | L | Rivers & Water Supply Comm. | Gutteridge, Haskins & Davey | Roche Bros. Pty Ltd | RCC dam.The storage supplies irrigation to the South East Irrigation District (Coal River valley). |  |  |  | 19.5
435 | KILMORNA |  | 1986 |  | Black Elvire |  | HALLS CREEK | WA | TE |  | he | S | 13 | 60 | 47 | 2300 | 575 | S |  |  |  |  | 18 | L | Kilmorna Gold Pty Ltd | Airey Ryan & Hill
436 | MOLONG | Molong (res) | 1986 |  | Molong Creek |  | ORANGE | NSW | PG |  |  |  | 16 | 103 | 4 | 1000 | 300 | S |  |  |  | 70 | 1500 | L | Cabonne Shire Council | Department of Public Works NSW | Eodo Pty Ltd for Department of Public Works NSW
437 | PALMER RIVER MINE |  | 1986 |  | Palmer |  | CAIRNS | QLD | ER |  | ie | R | 25 | 135 | 68 | 500 |  | S |  |  |  |  | 200 | L | C L Mine Management | Coffey and Partners | Leighton Contractors Pty Ltd
438 | REECE | Lake Pieman | 1986 |  | Pieman |  | QUEENSTOWN | TAS | ER |  | fc | R/S | 122 | 374 | 2742 | 300200 | 22200 | H |  |  |  | 2653 | 4742 | L | Hydro Electric Corporation TAS | Hydro-Electric Commission TAS | Hydro-Electric Commission TAS |  | Reece | 238 | 1025
439 | SUNDAY CREEK |  | 1986 |  | Sunday Creek |  | BROADFORD | VIC | ER |  | he | R/S | 30 | 213 | 246 | 1700 | 230 | S |  |  |  | 32 | 500 | L | Goulburn Valley Water | Van Hoof & Byrne P/L | I & L Nadenbousch
440 | BILL GUNN | Lake Dyer | 1987 |  | Off Stream |  | LAIDLEY | QLD | TE |  | ie | R/S | 18 | 1160 | 722 | 6940 | 1000 | I | R |  |  | 3.3 | 5 | L | SunWater (To be transferred to SEQWater by 1 July 2008) | Munro Johnson and Associates | Allan Fitzgerald Pty Ltd | Off stream storage supplied from Laidley Creek |  | n/a | n/a | 21 | n/a | 10
441 | BUCCA WEIR |  | 1987 |  | Kolan |  | NTH KOLAN | QLD | PG | TE | he | R/S | 12.5 | 224 | 50 | 11800 | 2500 | I | [5 empty] | L | SunWater | Gutteridge, Haskins & Davey Pty Ltd | G Abignano Pty Ltd | Roller compacted concrete with earthfill abutments 29 bc, 21 te |  | n/a | n/a | included with Fred Haig dam | n/a | 10
442 | BURDEKIN FALLS | Lake Dalrymple | 1987 |  | Burdekin |  | RAVENSWOOD | QLD | PG |  |  | R | 55 | 876 | 646 | 1860000 | 220000 | I |  |  |  | 114220 | 64600 | L | SunWater | Water Resources Commission | Leighton Contractors Pty Ltd |  |  | n/a | n/a | 458 | n/a | 50
443 | CLAUDE WHARTON WEIR |  | 1987 |  | Burnett |  | GAYNDAH | QLD | PG | TE | im | R/S | 12 | 218 | 16 | 12800 | 3750 | I |  |  |  | 23490 |  | V | SunWater | Munro Johnson & Assoc. (Orig),Water Resources Comm. (Raising) | Thiess Contractors Pty Ltd (Orig), Water Resources Comm. (Raising) | Inflatable rubber dam added in 1992 |  | n/a | n/a | included with Wuruma Dam | n/a | 0
444 | COPPERFIELD |  | 1987 |  | tr Copperfield Ck |  | PINE CREEK | NT | TE | ER | i | R/S | 16.5 | 60 |  | 500 |  | S |  |  |  | 0.68 | 15 | L | Power and Water Corp | Kinhill Engineers |  | Water also pumped from Copperfield Creek | [6 empty] | 131o 49' 15.287" E | 13o50' 52.328" S
445 | FLOOD CONTROL DAM 10B |  | 1987 |  | Tr. Dry Creek |  | ADELAIDE | SA | TE |  | ie | R | 15 | 76 | 16 | 37 | 9 | C |  |  |  |  | 17.3 | L | City of Salisbury | Salisbury City Council | P G Constructions Pty Ltd | [5 empty] | 0.037 | 0
446 | FLOOD CONTROL DAM 11 |  | 1987 |  | Tr. Dry Creek |  | ADELAIDE | SA | TE |  | ie | R | 16 | 102 | 19 | 17 | 7 | C |  |  |  |  | 8.2 | L | City of Salisbury | Salisbury City Council | P G Constructions Pty Ltd | [5 empty] | 0.017 | 0
447 | GYRANDA WEIR |  | 1987 |  | Dawson |  | CRACOW | QLD | TE |  | im | S | 12 | 140 | 66 | 16400 | 3780 | I | [5 empty] | L | SunWater | Cameron McNamara Pty Ltd | Costain, Pearson & Bridge | Multiple row sheet piling. Volume includes 6 te in anabranch & 2 pg |  | n/a | n/a | 27 | n/a | 0
448 | LAKE MITCHELL DAM |  | 1987 |  | Mitchell |  | CAIRNS | QLD | TE |  |  |  | 16.5 | 530 |  | 190000 | 32900 | I |  |  |  | 321 |  |  | Southedge Daintree Pastoral Pty Ltd | Hollingsworth Consultants
449 | MIRANI WEIR |  | 1987 |  | Pioneer |  | MIRANI | QLD | PG |  |  | R | 13 | 232 | 28 | 4660 | 1510 | I |  |  |  | 1191 |  | V | SunWater | Water Resources Commission | Thiess Watkins (Civil) Pty Ltd | Diverts water to Kinchant Dam. Inflatable rubber dam on spillway. |  | n/a | n/a | included with Kinchant Dam | n/a | 0
450 | PLASHETT |  | 1987 |  | Saltwater Creek |  | MUSWELLBROOK | NSW | TE |  | he | R/S | 46 | 790 | 1900 | 65000 | 6000 | S |  |  |  | 40.6 | 60 | L | Macquarie Generation | Electricity Commission of NSW | G Hawkins & Sons
451 | POINT HUT WEIR | Point Hut Pond | 1987 |  | Point Hut Creek |  | CANBERRA | ACT | TE |  | he | R/S | 20 | 340 | 140 | 506 | 166 | Q |  |  |  |  | 375 | L | ACT Government | Scott & Furphy Engineers | Q H & M Birt P/L | Recreational, Pollution control
452 | SPLIT ROCK |  | 1987 |  | Manilla |  | TAMWORTH | NSW | ER |  | fc | R | 66 | 484 | 1048 | 397000 | 21500 | I |  |  |  | 1650 | 6860 | L | Dept. Land Water Conservation | Dept. Water Resources, NSW | Abignano Pty, Ltd | Includes 10 BC in upstream facing
453 | TAYLOR No 3 |  | 1987 |  | Blanchards Creek |  | LAUNCESTON | TAS | TE |  | ie |  | 10 | 300 |  | 4500 | 1500 | I |  |  |  | 106 | 26 | L | J.C.W. Taylor | Gutteridge Haskins and Davey | Avoca Transport | The storage serves the irrigation needs along the South Esk River valley west of Avoca.
454 | WILLY WILLY |  | 1987 |  | Willy Willy Ck |  | HALLS CREEK | WA | TE |  | he | R | 15 | 40 |  | 340 |  | S | [5 empty] | L | Mt Dockerel Mining NL | Neil Williams | Neil Williams
455 | YELLOW PINCH |  | 1987 |  | Yellow Pinch Ck |  | MERIMBULA | NSW | ER |  | ie | R | 40 | 200 | 198 | 3000 | 240 | S |  |  |  | 2.7 | 98 | L | Bega Valley Shire Council | Department of Public Works NSW | Department of Public Works NSW
456 | BJELKE-PETERSEN |  | 1988 |  | Barker Ck |  | MURGON | QLD | ER |  | ie | R | 34 | 560 | 641 | 134900 | 22500 | I |  |  |  | 167 | 3660 | L | SunWater | Water Resources Commission | White Industries Pty Ltd |  |  | n/a | n/a | 90 | n/a | 50
457 | HEDGES WATER SUPPLY |  | 1988 |  | Tr Murray |  | BODDINGTON | WA | TE |  | he | S | 24 | 400 | 320 | 3960 | 350 | S |  |  |  |  | 18 | L | Alcoa Aust Ltd | Dames & Moore
458 | HENTY |  | 1988 |  | Henty |  | QUEENSTOWN | TAS | PG |  |  | R/S | 20 | 120 | 12 | 350 | 70 | H |  |  |  | 18 | 139 | L | Hydro Electric Corporation TAS | Hydro-Electric Commission TAS | Hydro-Electric Commission TAS | Diverts water to the Lake Plimsoll and the Tribute Power Station.
459 | MT LEYSHON WATER SUPPLY |  | 1988 |  | Unnamed |  | CHARTERS TOWERS | QLD | ER |  | ie | R | 27 | 435 |  | 1250 | 130 | S | [5 empty] | L | Mt Leyshon Gold Mines Ltd | Aust Groundwater Consult. P/L(Orig), Coffey & Partners Int'l(Raising) | Thiess Contractors Pty Ltd (Orig), Eltin Open Pit Ops P/L (Raising) | Raised in 1993
460 | NEWLANDS COAL MINE - CERITO CREEK |  | 1988 |  | Cerito Creek |  | GLENDEN | QLD | TE |  |  |  | 15.6 | 326 |  | 400 |  | C | [6 empty] | Newlands Coal Company Pty Ltd
461 | TUGGERANONG | Lake Tuggeranong | 1988 |  | Tuggeranong Ck |  | CANBERRA | ACT | TE |  | he | R/S | 20 | 640 | 313 | 1800 | 600 | R |  | Q |  |  | 990 | L | ACT Government | Snowy Mtns Engineering Corp | Leighton Contractors | Recreational, Pollution control
462 | BAROON POCKET |  | 1989 |  | Obi Obi Ck |  | MALENY | QLD | TE | ER | ie | R/S | 58 | 370 | 716 | 61000 | 3820 | S |  |  |  | 67 | 1013 | L | Caloundra/Maroochy Water Supply Board (To be transferred to SEQWater by 1 July 2008) | John Wilson and Partners | MacMahon Constructions
463 | BODDINGTON GOLD MINE | DAM D1 | 1989 |  | 34 Mile Br |  | BODDINGTON | WA | TE |  | he | S | 17 | 226 | 148 | 2970 | 484 | S |  |  |  |  | 89 | L | Worsley Alumina Pty Ltd | Gutteridge Haskins & Davey | Baulderstone Hornibrook
464 | JERRABOMBERRA | Retardation Basin | 1989 |  | Jerrabomberra |  | CANBERRA | ACT | TE |  | he | R/S | 18 | 540 | 245 | 1600 | 460 | C |  |  |  |  | 190 | L | ACT Government | Scott & Furphy Engineers P/L | Thiess Contractors P/L | Retardation Basin
465 | NEWTON |  | 1989 |  | Newton Creek |  | QUEENSTOWN | TAS | ER |  | fc | R | 37 | 165 | 118 | 6330 | 440 | H |  |  |  | 17 | 160 | L | Hydro Electric Corporation TAS | Hydro-Electric Commission TAS | Hydro-Electric Commission TAS | Diverts water to the Lake Plimsoll and the Tribute Power Station.
466 | WHITE SPUR |  | 1989 |  | White Spur Crk |  | QUEENSTOWN | TAS | ER |  | fc | R/S | 43 | 146 | 117 | 1750 | 170 | H |  |  |  | 23 | 197 | L | Hydro Electric Corporation TAS | Hydro-Electric Commission TAS | Hydro-Electric Commission TAS | Diverts water to the Lake Plimsoll and the Tribute Power Station.
467 | WRIGHTS | Retardation Basin | 1989 |  | Point Hut Ck |  | CANBERRA | ACT | PG |  |  | R | 16 | 80 | 7 | 32 | 0 | C |  |  |  |  | 164 | L | ACT Government | Willing & Ptnrs P/L | Wollongong Constructions P/L | RCC Retardation Basin
468 | DARWIN | Lake Burbury | 1990 |  | Off Stream |  | QUEENSTOWN | TAS | TE |  | ie | S | 20 | 700 | 430 | 1081420 | 53250 | H |  |  |  | 559 | - | - | Hydro Electric Corporation TAS | Hydro-Electric Commission TAS | Hydro-Electric Commission TAS | Saddle dam for Lake Burbury.
469 | HARRIS |  | 1990 |  | Harris |  | COLLIE | WA | TE |  | he | S | 37 | 470 | 650 | 71660 | 9430 | S |  |  |  | 321 | 2300 | L | WA Water Corporation | Water Authority of WA | Thiess & GFWA | [6 empty] | 4
470 | KELLY'S DAM |  | 1990 |  | Black Cow Creek |  | INGHAM | QLD | ER |  |  |  | 10.9 | 290 |  | 1025 | 350 | S |  |  |  | 4 |  |  | D. Sheahan | Ralan Services
471 | LOGGY CREEK DAM |  | 1990 |  | Loggy Ck |  | THURSDAY IS. | QLD | ER |  | ie | R | 18 | 335 | 280 | 2400 | 340 | S |  |  |  | 2.3 |  | L | Torres Shire Council | Water Resources Commission | Water Resources Commission
472 | PETER FAUST |  | 1990 |  | Proserpine |  | PROSERPINE | QLD | ER |  | ie | R | 51 | 535 | 1570 | 491400 | 43250 | I | C | S | R | 270 | 1670 | L | SunWater | Water Resources Commission | Thiess Contractors Pty Ltd |  |  | n/a | n/a | 113 | n/a | 50
473 | QUICKUP |  | 1990 |  | Quickup |  | DENMARK | WA | TE |  | he | S | 16 | 285 | 59 | 1189 | 507 | S |  |  |  | 30 | 64 | L | WA Water Corporation | Water Authority of WA & GHD | A & E Contracting Pty Ltd
474 | STANWELL WATER SUPPLY |  | 1990 |  | Unnamed |  | ROCKHAMPTON | QLD | ER |  | ie | R | 29 | 179 | 192 | 1940 | 290 | S |  |  |  | 2.8 |  | L | Stanwell Corporation | Blain Johnson Pty Ltd | Grahame Allen Earthmoving Pty Ltd | Supply for thermal power station. Volume includes 31 er in saddle dam 157m long 14m high
475 | BOGGABILLA WEIR |  | 1991 |  | Macintyre |  | BOGGABILLA | NSW | TE | PG | ie | R/S | 16 | 435 | 214 | 5850 | 1550 | I | [5 empty] | V | Dumaresq-Barwon Border Rivers Commission | NSW Public Works Dept | Leighton Contractors Pty Ltd & Morton Engineering Co Pty Ltd | 210 (te), 4 (bc) |  | n/a | n/a | part of the NSW figures | n/a | 0
476 | CROTTY | Lake Burbury | 1991 |  | King |  | QUEENSTOWN | TAS | ER |  | fc | R | 83 | 245 | 770 | 1081420 | 53250 | H |  |  |  | 559 | 435 | L/V | Hydro Electric Corporation TAS | Hydro-Electric Commission TAS | Hydro-Electric Commission TAS |  | John Butters | 143 | 576
477 | NEW VICTORIA |  | 1991 |  | Munday Brook |  | PERTH | WA | PG |  |  | R | 52 | 285 | 135 | 9463 | 773 | S |  |  |  | 37 | 600 | L | WA Water Corporation | Water Authority of WA | Baulderstone Hornibrook
478 | BURTON GORGE |  | 1992 |  | Isaac |  | GOONYELLA | QLD | PG |  |  | R | 18.2 | 285 |  | 19300 | 5520 | S |  |  |  |  | 2120 | L | White Mining Ltd | Ullman and Nolan Pty Ltd | White Constructions Pty Ltd
479 | CLARENDON |  | 1992 |  | Off Stream |  | GATTON | QLD | TE | ER | ie | S | 13.1 | 4300 | 1400 | 24300 | 3390 | I |  |  |  | 34 | 62 | L | SunWater (To be transferred to SEQWater by 1 July 2008) | Water Resources Commission | Grahame Allen Earthmoving Pty Ltd | Founded 16m below bed level of existing lake |  | n/a | n/a | 87 | n/a | 10
480 | CONJURUNUP |  | 1992 |  | Conjurunup |  | PINJARRA | WA | PG |  |  | R | 17 | 165 | 11 | 180 | 64 | S |  |  |  | 39 | 300 | L | WA Water Corporation | Water Authority of WA | Water Authority of WA
481 | GUNGAHLIN | Gungahlin Pond | 1992 |  | Ginninderra |  | CANBERRA | ACT | TE |  | he | R | 16 | 360 | 65 | 500 | 2200 | Q |  |  |  |  | 793 | L | ACT Government | Scott & Furphy Engineers P/L | John Haskins & Staff P/L | Recreational, Pollution control
482 | KERALE |  | 1992 | Hazardous Waste | Unnamed |  | COLLINSVILLE | QLD | TE | ER | ie | R | 14 | 675 | 167 | 1200 | 220 | Q | [5 empty] | L | Collinsville Coal Co Pty Ltd | Blain Johnson Pty Ltd | G R & S A Callander
483 | KROOMBIT |  | 1992 |  | Kroombit Ck |  | BILOELA | QLD | TE | PG | ie | R | 23.5 | 900 | 372 | 14600 | 2890 | I |  |  |  | 336 | 6270 | L | SunWater | Water Resources Commission | Leighton Contractors Pty Ltd | Roller compacted concrete spillway. Volume includes 259 te, 22 er, 91 bc |  | n/a | n/a | included with Callide dam | n/a | 10
484 | THOMPSON CREEK |  | 1992 |  | Thompsons Creek |  | LITHGOW | NSW | TE |  | ie | R/S | 54 | 1911 | 3400 | 27500 | 1690 | S |  |  |  | 8.9 | 237 | L | Delta Electricity | Department of Public Works NSW | Leighton Contractors
485 | ALDRIDGES CREEK |  | 1993 |  | Hunter |  | MUSWELL BROOK | NSW | ER |  | ie | R | 24 | 170 |  | 1200 |  | S |  | I |  | 15 | 300 | L | Ellerston Pastoral Co Pty Ltd | GJ Douglas & Ptnrs Pty Ltd | Delpah Pty Ltd
486 | ANTHONY | Lake Plimsoll | 1993 |  | Anthony |  | QUEENSTOWN | TAS | ER |  | fc | R/S | 40 | 124 | 110 | 36180 | 3840 | H |  |  |  | 37 | 227 | L | Hydro Electric Corporation TAS | Hydro-Electric Commission TAS | Hydro-Electric Commission TAS |  | Tribute | 84 | 265
487 | ANTHONY LEVEE | Lake Plimsoll | 1993 |  | Offstream |  | QUEENSTOWN | TAS | ER |  | ie | R/S | 23 | 95 | 38 | 36180 | 3840 | H |  |  |  | 37 | 227 | L | Hydro Electric Corporation TAS | Hydro-Electric Commission TAS | Hydro-Electric Commission TAS
488 | BENNETT No 2 |  | 1993 |  | Trib. Rubicon |  | ELIZABETH TOWN | TAS | TE |  |  | S | 10 | 150 |  | 1860 | 576 | I |  |  |  | 10 | 29 | L | G. F. Bennet |  | G. Reynolds
489 | BUSH |  | 1993 |  | Trib Little Bird |  | LAUNCESTON | TAS | TE |  | h | S | 20 | 100 | 70 | 400 | 40 | I |  |  |  | 2 | 33 | L | R.J. & C. Bush | Thompson & Brett | G. Cunning
490 | CHINAMAN CREEK |  | 1993 |  | Chinaman Ck |  | CLONCURRY | QLD | PG |  |  | R | 13.7 | 90 | 11 | 2750 | 1250 | S |  |  |  | 166 | 2040 | L | Cloncurry Shire Council | McIntyre and Associates Pty Ltd | A & P Civil Constructions Pty Ltd | Saddle dam 2115m long, 7m high, 119 te
491 | DRAYTON 1690 |  | 1993 |  | Offstream |  | MUSWELL BROOK | NSW | TE |  | ie |  | 16 |  |  | 440 |  | Q |  |  |  | 0.08 |  |  | Drayton Joint Venture
492 | DUMBLETON WEIR |  | 1993 |  | Pioneer |  | PLEYSTOWE | QLD | PG |  |  | R | 15 | 217 | 10 | 8780 | 1510 | S |  |  |  | 1385 |  | V | SunWater | Mackay City Council (Orig), Water Resources Commission (Raising) | Mackay City Council (Orig), Hewson Douglas Pty Ltd (Raising) | Original pg weir built on natural rock bar in 1982. Raised in 1993, rubber dam fitted in 1998. |  | n/a | n/a | n/a | n/a | 0
493 | GAP CREEK |  | 1993 |  | Unnamed |  | CHARTERS TOWERS | QLD | TE |  | ie | R | 13.9 | 320 |  | 3564 | 920 | S | [5 empty] | L | Mt Leyshon Gold Mines Ltd | Coffey Partners International Pty Ltd | Thiess Contractors Pty Ltd
494 | RICHARDSON No 3 |  | 1993 |  | Panatana Rivulet |  | LATROBE | TAS | TE |  |  | S | 15 | 60 |  | 60 | 20 | I |  |  |  | 2 | 5 | L | J.L. & T.W. Richardson |  | R. Collins
495 | YERRABI | Yerrabi Pond | 1993 |  | Ginninderra |  | CANBERRA | ACT | TE |  | he | R | 15 | 600 | 276 | 900 | 100 | Q |  |  |  |  | 795 | L | ACT Government | Willings and Partners | John Haskins & Staff P/L | Recreational, Pollution control
496 | ARGYLE'S GAP CREEK |  | 1994 |  | Smoke Creek |  | WARNUM | WA | ER |  | ie | R | 23 | 208 | 116 | 6500 | 1300 | S |  |  |  |  | 64 | L | Argyle Diamond Mines | Gutteridge Haskins & Davey
497 | BELMORE CREEK |  | 1994 |  | Belmore Ck |  | CROYDON | QLD | TE | ER | ie | R | 15 | 300 | 167 | 5200 | 1120 | S |  |  |  | 16.6 | 886 | L | Croydon Shire Council | Gutteridge, Haskins & Davey Pty Ltd | Q Birt Pty Ltd
498 | LOWER MOLONGOLO | L. Molongolo Bypass Storage | 1994 |  | Un-named Creek |  | CANBERRA | ACT | PG |  |  | R | 32 | 120 | 30 | 150 | 20 | C |  | Q |  |  | 129 | L | ACT Electricity & Water | ACT Electricity & Water | Fletcher/White Joint Venture | By-pass Storage, RCC- Swerage collection
499 | NORTH DANDALUP |  | 1994 |  | North Dandalup |  | PINJARRA | WA | ER |  | ie | R/S | 64 | 1200 | 2397 | 75000 | 5100 | S |  |  |  | 153 | 1289 | L | WA Water Corporation | Water Authority of WA | Macmahon Construction
500 | STOCKMAN No 1 |  | 1994 |  | Donnybrook Rvt |  | BOTHWELL | TAS | TE |  |  | S | 17 | 98 |  | 150 | 20 | I |  |  |  | 10 | 40 | L | Stockman Stud | Thompson & Brett | Hall Earthmoving
501 | STOCKMAN No 2 |  | 1994 |  | Donnybrook Rvt |  | BOTHWELL | TAS | TE |  |  | S | 21 | 210 |  | 300 | 44 | I |  |  |  | 8 | 34 | L | Stockman Stud | Thompson & Brett | Hall Earthmoving
502 | TEN MILE BROOK |  | 1994 |  | Ten Mile Brook |  | MARGARET RIVER | WA | TE |  | he | R/S | 22 | 185 | 78 | 1500 | 275 | S |  |  |  | 4 | 20 | L | WA Water Corporation | Water Authority of WA | Water Authority of WA
503 | WATSON |  | 1994 |  | Valentine Creek |  | LAUNCESTON | TAS | TE |  |  | S | 16 | 200 |  | 240 | 46 | I |  |  |  | 4 | 23? | L | Blue Hills Family Trust | D. Brett | G. Reynolds
504 | WILD RIVER |  | 1994 |  | Wild |  | HERBERTON | QLD | TE |  | ie | R/S | 16 | 230 | 42 | 260 | 50 | S |  |  |  | 5.3 | 270 | L | Tablelands Regional Council | Gutteridge, Haskins & Davey Pty Ltd | Beckhaus Civil Pty Ltd
505 | HEWITT PROPERTY DAM |  | 1995 |  | Condamine |  | DALBY | QLD | TE |  | h |  | 10.6 | 2200 |  | 1300 |  | I | [6 empty] | GJ & TS Hewitt | Sinclair Knight Merz
506 | MANJIMUP | Scabby Gully Reservoir | 1995 |  | Scabby Gully |  | MANJIMUP | WA | TE |  | he | S | 18 | 190 | 155 | 1600 | 264 | S |  |  |  | 11 | 40 | L | WA Water Corporation | Water Authority of WA | Water Authority of WA | Originally built in 1966, suffered excessive seepage and downstream movement and had to be stabilised in 1967, upstream blanket to control excessive seepage 1985, toe weighting increased 1994 and raised 4m in 1995/96
507 | LOYALTY ROAD | Retarding Basin | 1996 |  | Parramatta |  | PARRAMATTA | NSW | PG |  |  | R | 27 | 111 |  | 1520 |  | C |  |  |  | 19.4 | 1193 | L | Upper Parramatta River Catchment Trust | Department of Public Works NSW | White Construction | RCC construction |  |  |  |  | 1.52
508 | TEEMBURRA |  | 1996 |  | Teemburra Ck |  | PINNACLE | QLD | ER |  | fc | R | 56 | 350 | 552 | 147500 | 11070 | I | S |  |  | 87 | 950 | L | SunWater | Water Resources Commission | Thiess Contractors Pty Ltd | Volume includes 540 er,12 bc. 2 saddle dams 360 te, 1 bc |  | n/a | n/a | 150 | n/a | 50
509 | BOWDEN No 2 |  | 1997 |  | Trib Bark Hut Crk |  | BOTHWELL | TAS | TE |  |  | S | 18 | 310 | 83 | 520 | 89 | I |  |  |  | 8 | 12 | L | R. V. Bowden & Son |  | H. Maxwell
510 | FINGAL PASTORAL No 2 |  | 1997 |  | Trib South Esk |  | FINGAL | TAS | TE |  |  | S | 15 | 280 |  | 1140 | 195 | I |  |  |  | 2 | 13 | L | Fingal Pastoral Pty Ltd
511 | FOSTER | Foster | 1997 |  | Off Stream |  | FOSTER | VIC | TE |  | ie | R | 15 | 100 |  | 261.7 | 45.3 | S |  |  |  |  | 1.5 | L | South Gippsland Water | Fisher Stewart
512 | RUSHY LAGOON No 4 |  | 1997 |  | The Marsh Creek |  | CAPE PORTLAND | TAS | TE |  |  | S | 10 | 300 |  | 1700 | 526 | I |  |  |  | 14 | 23 | L | Rushy Lagoon Resources
513 | BONDE PASTORAL |  | 1998 |  | Mannings Creek |  | DEVONPORT | TAS | TE |  |  | S | 16 | 130 |  | 70 | 14 | I |  |  |  | 1 | 6 | L | Bonde Pastoral
514 | CADIANGULLONG |  | 1998 |  | Cadiangullong Ck |  | COWRA | NSW | PG |  |  | R | 43 | 380 | 128 | 4200 |  | S |  |  |  | 41 | 1915 | L | Cadia Holdings | Gutteridge Haskins and Davey Pty Ltd | Barclay Mowlem Pty Ltd | RCC construction
515 | HEGETO DAM |  | 1998 |  | Not on a Watercourse |  | MONTO | QLD | TE |  | h |  | 13 | 380 |  | 1000 | 190 | I |  |  |  | 13 |  |  | HA & ME Netz | GJ Ross & Sons
516 | KELLY'S STORAGE |  | 1998 |  | Not on a Watercourse |  | YEPPOON | QLD |  |  | I |  | 18.9 | 168 |  | 1237 | 180 | S |  |  |  | 0.6 |  |  | Rockhampton Regional Council | Kinhill Pty Ltd
517 | LOWER SOUTH DANDALUP |  | 1998 |  | South Dandalup |  | PINJARRA | WA | PG |  |  | R | 16 | 51.5 | 3 | 76 | 23 | S |  |  |  | 349 | 375 | L | WA Water Corporation | Geo-Eng Australia Pty Ltd | Nuform Constructions Pty Ltd | Concrete gravity dam originally constructed in 1970, raised 2 m by post tensioning in 1998
518 | MOUNT MORGAN WATER SUPPLY - Raised No.7 dam |  | 1998 |  | Dee |  | MOUNT MORGAN | QLD | PG |  |  |  | 15.9 | 464 |  | 2926 |  | S | [6 empty] | Rockhampton Regional Council | McIntyre and Associates Pty Ltd
519 | NED CHURCHWARD WEIR |  | 1998 |  | Burnett |  | WALLAVILLE | QLD | PG |  |  | R | 16 | 280 | 32 | 29500 | 6380 | I | [5 empty] | L | SunWater | Water Resources Commission | Thiess Contractors Pty Ltd |  |  | n/a | n/a | included with Boondooma Dam | n/a | 0
520 | SYKES |  | 1998 |  | Trib Great Forester |  | SCOTTSDALE | TAS | TE |  |  | S | 15 | 110 |  | 38 | 8 | I |  |  |  | 1 | 4 | L | R. & A. Kershaw
521 | COBBLER CREEK |  | 1999 |  | Cobbler Creek |  | ADELAIDE | SA | TE | ER | ie | R | 28 | 230 | 165 | 420 |  | C |  |  |  |  | 630 | L | City of Salisbury | SMEC/Rust PPK | Stockport Civil Pty Ltd | [5 empty] | 0.42 | 0
522 | Dam Dave |  | 1999 |  | Not on a Watercourse |  | PROSERPINE | QLD | TE |  | I |  | 10.5 | 1180 |  | 1360 | 500 | I |  |  |  | 1.67 |  |  | DN & EA Pratt | MH Palmer Consulting Engineers
523 | MELVILLE PROPERTY IRRIGATION |  | 1999 |  | Not on a Watercourse |  | BUNDABERG | QLD | TE |  |  |  | 6.4 | 240 |  | 830 |  | I |  |  |  | 0.66 |  |  | PL & DK Melville | Leddy Sergiacomi & Associates
524 | MINGGUDJANDJAMBA BANBARRIBARRA |  | 1999 |  | Francis |  | PALM ISLAND | QLD | ER |  | fc | R | 23.8 | 386 | 288 | 660 | 70 | S |  |  |  | 1.28 | 60 | L | Palm Island Aboriginal Council | Department of Natural Resources | JJ McDonald & Sons Engineering Pty Ltd
525 | SMIGGENS HOLE |  | 1999 |  | Humbolt Creek |  | ROLLESTON | QLD | TE |  | h |  | 6.8 | 570 |  | 1100 | 200 | I |  |  |  | 20 |  |  | RH Perrett
526 | CHARLTON |  | 2000 |  | Glen Moriston Rvt |  | ROSS | TAS | TE |  |  |  | 14 | 200 |  | 3000 | 663 | I |  |  |  | 97 | 100 | L | D. E. Cameron |  | G. Cunning
527 | COWARRA |  | 2000 |  | Offstream |  | PORT MACQUARIE | NSW | TE |  | ie | S | 43 | 545 | 1200 | 10000 | 700 | S |  |  |  | 1.1 | 30 | L | Hastings Council | NSW Department of Public Works & Services
528 | DAVIS |  | 2000 |  | Trib Copper Creek |  | WYNYARD | TAS | TE |  |  | S | 15 | 110 |  | 124 | 22 | I |  |  |  | 1 | 5 | L | G.W. & L.J. Davis |  | G. Cunning
529 | FATTORINI |  | 2000 |  | Offstream |  | KEMPSEY | NSW | TE |  | ie | S | 24 | 850 | 440 | 2500 | 350 | S |  |  |  |  | 300 | L | Kempsey City Council | NSW Department of Public Works & Services, Connel Wagner | Enetech
530 | PRESTON VALE VINEYARD |  | 2000 |  | Preston Vale |  | DONNYBROOK | WA | TE |  | he | S | 30 | 300 | 300 | 1750 | 245 | I |  |  |  |  | 25 | L | Southern Wine Corporation Ltd | Gutteridge Haskins & Davey | Cardinal Contractors
531 | STOCKMAN NO 3 |  | 2000 |  | Trib Jordan |  | BOTHWELL | TAS | TE |  |  | S | 24 | 170 |  | 400 | 52 | I |  |  |  | 10 | 5? | L | Stockman Stud |  | G. Cunning
532 | TASSAL |  | 2000 |  | Un-named Creek |  | DOVER | TAS | TE |  |  |  | 17 | 40 |  | 60 | 11 | I |  |  |  | 3 | 19 | L | Tassal Operations |  | G. Cunning
533 | "BOTTLE TREE FEEDLOT" PROPERTY DAM |  | 2001 |  | Condamine |  | CHINCILLA | QLD | TE |  | h |  | 9.5 | 1270 |  | 2600 | 2630 | I | [6 empty] | Stanbroke Pastoral Co. Pty Ltd | Coffey & Partners
534 | CALLIDE COAL - DUNN CK EAST |  | 2001 |  |  |  | BILOELA | QLD |  |  |  |  | 11 | 260 |  | 250 | [8 empty] | Callide Coalfields Pty Ltd | Water Solutions Pty Ltd
535 | EMU CREEK MINE - UPPER BACK CREEK |  | 2001 |  | Back Creek |  | - | QLD | ER |  |  |  | 32.3 |  |  | 2150 | [8 empty] | Curtain Bros Mining Pty Ltd | GHD
536 | HARDING |  | 2001 |  | Trib Tamar |  | LAUNCESTON | TAS | TE |  |  | S | 17 | 145 |  | 100 | 30 | I |  |  |  | 2 | 19 | L | R. Harding | Coffey | H. Maxwell
537 | LLANBERIS |  | 2001 |  | Dew Rivulet |  | BOTHWELL | TAS | TE |  |  | S | 19 | 180 | 50 | 230 | 37 | I |  |  |  | 6 | 20 | L | Llanberis Pastoral |  | H. Maxwell
538 | MARGARET RIVER | Effluent Storage Reservoir | 2001 |  | Offstream |  | BUNBURY | WA | TE |  | he | S | 19 | 230 | 61 | 424 | 95 | Q |  |  |  |  | 5 | L | WA Water Corporation | Gutteridge Haskins & Davey | Giacci and Sons Pty Ltd
539 | RED DOME MINE - RAW WATER |  | 2001 |  | Opera Creek |  | MUNGANA | QLD | ER |  | I |  | 12 | 205 |  | 1350 |  | S | [6 empty] | Nuigini Mining (Aust) Pty Ltd
540 | TEVIOT CREEK |  | 2001 |  | Teviot Creek |  | GLENDEN | QLD | TE |  |  |  | 28 | 129 |  | 26000 |  | S | [6 empty] | Burton Coal Pty Ltd
541 | TEVIOT CREEK |  | 2001 |  | Teviot Creek |  | GLENDEN | QLD | TE |  |  |  | 28 | 129 |  | 26000 |  | S | [7 empty] | Burton Coal Pty Ltd
542 | NEW HARVEY |  | 2002 |  | Harvey |  | HARVEY | WA | ER |  | he | R | 45 | 800 | 1000 | 59000 | 5800 | I |  |  |  | 374 | 1320 | L | WA Water Corporation | Geo-Eng Australia Pty Ltd | Leighton Contractors Pty Ltd | Inundated the existing Harvey Weir |  |  |  | 59 |  | 50
543 | SHANNON CREEK |  | 2002 |  | Offstream |  | COFFS HARBOUR | NSW | TE |  | ie | S | 44 | 450 | 1300 | 30000 | 2100 | S |  |  |  |  | 450 | L | Coffs Harbour City Council | NSW Department of Public Works & Services
544 | BEVERLY No 2 |  | 2003 |  | Trib Macquarie |  | CAMPBELL TOWN | TAS | TE |  |  |  | 17 | 300 |  | 2000 | 200 | I |  |  |  | 28 | 10? | L | Rosedale Rural P/L |  | G. Cunning
545 | DENNISTOUN No 1 |  | 2003 |  | Trib Clyde |  | B OTHWELL | TAS | TE |  |  |  | 15 | 785 |  | 2800 | 392 | I |  |  |  | 12 | 46 | L | H. Edgell | D. Brett | G. Cunning
546 | FRESHWATER CREEK No 1 |  | 2003 |  | Trib Clyde |  | HAMILTON | TAS | TE |  |  |  | 15 | 310 |  | 100 | 10 | I |  |  |  | 4 | ?? | L | Freshwater Creel P/L |  | G. Cunning
547 | ROTHAMAY No 1 |  | 2003 |  | Clyde |  | BOTHWELL | TAS | TE |  |  |  | 15 | 80 |  | 600 | 57 | I |  |  |  | 30 | 30? | L | D. Campbell |  | H Maxwell
548 | SAMSON BROOK PIPEHEAD |  | 2003 |  | Waroona |  | SAMSON BROOK | WA | PG |  |  | R | 22 | 187 | 17100 | 305 | 53 | S |  |  |  | 77 | 460 | L | WA Water Corporation | Hydro Tasmania/SKM/MPA Williams | Leighton Contractors Pty Ltd
549 | VON BIBRA |  | 2003 |  | Trib Macquarie |  | ROSS | TAS | TE |  |  |  | 15 | 140 |  | 960 | 270 | I |  |  |  | 7 | 27 | L | W. Von Bibra | D. Wightman | G. Cunning
550 | WOKALUP DAM |  | 2003 |  | Harvey |  | WOKALUP CREEK | WA | PG |  |  | R | 13 | 130 | 7000 | 95 | 36 | I |  |  |  | 47 | 480 | L | WA Water Corporation | GHD Pty Ltd | Water Corporation
551 | BLACKMAN RIVER |  | 2005 |  | Blackman |  | OATLANDS | TAS | TE |  |  |  | 20 | 375 |  | 5400 | 211 | I |  |  |  | 75 | ?? | L | P. Burbury |  | G. Cunning
552 | LANDFALL |  | 2005 |  | Trib Tamar |  | LAUNCESTON | TAS | TE |  |  |  | 17 | 303 |  | 1250 | 175 | I |  |  |  | 55 | ?? | L | Landfall Nominees |  | G. Cunning
553 | LOGAN DAM No 2 |  | 2005 |  | Trib Blackman |  | ROSS | TAS | TE |  |  |  | 17 | 162 |  | 841 | 160 | I |  |  |  | 3 | 12 | L | Logan P/L | G. Callister | G. Cunning
554 | MACKINNON |  | 2005 |  | Trib South Esk |  | CONARA | TAS | TE |  |  |  | 12 | 605 |  | 2115 | 917 | I |  |  |  | 7 | 26 | L | Mackinnon & Co |  | G. Cunning
555 | MCKEOWN |  | 2005 |  | Trib Leven |  | PENGUIN | TAS | TE |  |  |  | 15 | 145 |  | 60 | 12 | I |  |  |  | 1 | 15? | L | M. McKeown | K. Moore | G. Cunning
556 | PARADISE |  | 2005 |  | Burnett River |  | MUNDUBERRA | QLD | PG |  |  | R | 37 |  |  | 300000 | 30000 | I |  |  |  |  | 33000 |  |  | SunWater
557 | BEVERLY No 3 |  | 2006 |  | Macquarie |  | CAMPBELL TOWN | TAS | TE |  |  |  | 19 | 200 |  | 1450 | 262 | I |  |  |  | 2 | 11? | L | Rosedale Rural P/L |  | G. Cunning
558 | DUNBABIN |  | 2008 |  | Bream Creek |  | COPPING | TAS | TE |  |  |  | 26 | 250 |  | 3000 | 280 | I |  |  |  | 14 | 106 | L | Dunbabin |  | P. Mannes
559 | MEANDER | Huntsman | 2008 |  | Meander |  | LAUNCESTON | TAS | PG |  |  | R | 50 | 186 | 85 | 24000 | 4530 | I | H |  |  | 163 |  | L | Rivers & Water Supply Comm. | Hydro Tasmania, Gutteridge Hoskins & Davey | McMahons | Irrigation dam with a small hydro power station on the left bank. | Meander Power Station | 5 | [5 empty] | This power station is being developed by a private operator.
560 | NORTH PARA |  | 2008 |  | North Para |  | ADELAIDE | SA | PG |  |  | R | 30 | 225 |  |  |  | C | [5 empty] | L | Gawler River Flood Management Authority | URS Asia Pacific | Bardavcol Pty Ltd
561 | WYARALONG |  | 2011 |  | Teviot Creek |  | BEAUDESERT | QLD | PG |  |  | R | 48 | 490 | 218300 | 103000 | 12300 | S | [5 empty] | L | Queensland Water Infrastructure | Hydro Tas, SMEC and Rizzo and Associates | MacMahon Constructions |  | RCC dam with 172300 RCC and 46000 CVC
562 | ENLARGED COTTER | Cotter | 2012 |  | Cotter | C | CANBERRA | ACT | PG |  |  | R | 87 | 330 | 380 | 78000 | 2850 | S |  |  |  | 482 | 5670 | L | ACTEW Corporation | GHD | Abigroup-John Holand Alliance | High paste RCC with two saddle dams, floods old Cotter dam
563 | ENLARGED COTTER SD 1 | Cotter | 2012 |  | Cotter | C | CANBERRA | ACT | ER |  | ie | R | 15 | 340 | 60 |  |  | S | [6 empty] | ACTEW Corporation | GHD | Abigroup-John Holand Alliance | Enlarged Cotter dam Saddle Dam 1
564 | ENLARGED COTTER SD 2 | Cotter | 2012 |  | Cotter |  | Canberra | ACT | ER |  | ie | R | 18 | 300 | 100 |  |  | S | [6 empty] | ACTEW Corporation | GHD | Abigroup-John Holand Alliance | Enlarged Cotter dam Saddle Dam 2
[30 empty] | 7689.1 | 18387.7

## NSW
| NAME OF DAM | NAME OF RESERVOIR | YEAR | SPECIAL | RIVER |  | CITY | STATE | DAM | DAM | SEAL | FDT | HEIGHT | LENGTH | DAM VOL | RES | SURF | PURPOSE | PURPOSE | PURPOSE | PURPOSE | CATCH | SPILL | TYPE | OWNER | ENGINEER | CONSTRUCTOR | SPECIAL FOOTNOTES 1 | POWER STATION | CAPACITY | AVERAGE | IRRIG'N | FLOOD | PEOPLE
NEW SOUTH WALES |  |  |  | FEATURES |  |  |  |  | TYPE | TYPE | ELEMENT |  |  |  |  | VOLUME | AREA |  |  |  |  | MENT | CAP | [5 empty] | NAME |  | OUTPUT | AREA | STORAGE | MOVED
[9 empty] | 1 | 2 |  |  | m | m | 103m3 | 103m3 | 103m2 | 1 | 2 | 3 | 4 | km2 | m3/s | [6 empty] | MW | GWh/a | km2 | (hm)3 | No.
1 | LAKE PARRAMATTA |  | 1857 |  | Hunts Creek |  | PARRAMATTA | NSW | VA |  |  |  | 15 | 97 | 3 | 490 | 100 | 1: R; MENT km2: 7.6; CAP m3/s: 250 | L | Parramatta City Council | P. Simpson | P.Simpson & E.Moriarty | Raised 1.8m in 1898
2 | PROSPECT |  | 1888 |  | Prospect Creek |  | SYDNEY | NSW | TE | ER | ie | R | 26 | 2225 | 2892 | 50200 | 5100 | 1: S; MENT km2: 9.7; CAP m3/s: 230 | L | Sydney Catchment Authority | Department of Public Works NSW | Department of Public Works NSW | Raised 0.5m in 1898 & includes 788 ER stabilising fill placed in 1979, 191,000 m3 ER stabilising fill placed in 1997
3 | MANLY |  | 1892 |  | Curl Curl Creek |  | SYDNEY | NSW | PG |  |  |  | 20 | 250 | 8 | 2000 | 230 | R |  | C |  | 5.52 | 400 | L | Sydney Water Corporation | Department of Public Works NSW | Department of Public Works NSW | Raised 0.5m in 1909, 0.5m in 1914, 6m in 1922, post tensioned 1981
4 | STEPHENS CREEK |  | 1892 |  | Stephens Creek |  | BROKEN HILL | NSW | TE |  | he | R | 15 | 140 | 112 | 20400 | 8500 | 1: S; MENT km2: 512; CAP m3/s: 900 | L | Australian Inland Energy & Water | Broken Hill Water Supply Co | Broken Hill Water Supply Co | Raised 1m in 1909
5 | JUNCTION REEFS |  | 1897 |  | Belubula |  | MANDURAMA | NSW | MV |  |  |  | 19 | 106 | 15 | 2000 |  | 1: H; MENT km2: 731 |  | Dept. Land Water Conservation | Lyndhurst Goldfields Coy Ltd | Lyndhurst Goldfields Coy Ltd | Date approximate, the storage has silted up
6 | MOORE CREEK |  | 1898 |  | Moore Creek |  | TAMWORTH | NSW | VA |  |  |  | 19 | 140 |  | 50 |  | 1: S; MENT km2: 51; CAP m3/s: 100 | L | Dept. Land Water Conservation | Department of Public Works NSW | Department of Public Works NSW | Silted up and disused
7 | REDBANK CREEK |  | 1899 |  | Redbank Creek |  | MUDGEE | NSW | VA |  |  |  | 16 | 152 | 5 | 180 | 30 | 1: S; MENT km2: 13; CAP m3/s: 15 | L | Mudgee Shire Council | Department of Public Works NSW | Department of Public Works NSW | Disused. Currently under design to improve flood capacity (2008).
8 | UPPER CORDEAUX No 1 |  | 1902 |  | Cordeaux |  | WOLLONGONG | NSW | VA |  |  |  | 14 | 165 | 3 | 775 | 200 | [6 empty] | L | Sydney Catchment Authority | Department of Public Works NSW | Department of Public Works NSW
9 | MIDDLE CASCADE (No 1) |  | 1905 |  | Cascade Creek |  | KATOOMBA | NSW | VA |  |  |  | 15 | 105 | 4 | 159 | 30 | 1: S; MENT km2: 2.13; CAP m3/s: 60 | L | Sydney Catchment Authority | Department of Public Works NSW | Gilmore & Connell Dept of Public Works NSW | Raised 1915 by DPW NSW
10 | CATARACT |  | 1907 |  | Cataract |  | CAMPBELLTOWN | NSW | PG |  |  |  | 56 | 247 | 112 | 94300 | 8500 | 1: S; MENT km2: 130; CAP m3/s: 1550 | L | Sydney Catchment Authority | Department of Public Works NSW | Department of Public Works NSW | Spillway modified 1983, dam wall post tensioned 1988
11 | LAKE MEDLOW |  | 1907 |  | Adams Creek |  | KATOOMBA | NSW | VA |  |  |  | 20 | 40 | 1 | 297 | 50 | 1: S; MENT km2: 4.8; CAP m3/s: 22 | L | Sydney Catchment Authority | Department of Public Works NSW | Department of Public Works NSW
12 | LITHGOW No 2 |  | 1907 |  | Farmers Creek |  | LITHGOW | NSW | VA |  |  |  | 26 | 71 | 5 | 440 | 50 | 1: S; MENT km2: 12; CAP m3/s: 36 | L | Greater Lithgow City Council | Department of Public Works NSW | F J Carson Dept of Public Works NSW | Raised 2m in 1925, spillway modified 1983, dam being post tensioned
13 | BEARGAMIL |  | 1912 |  | Beargamil Ck |  | PARKES | NSW | TE |  | ic | R | 16 | 287 | 34 | 480 | 130 | 1: S; MENT km2: 32; CAP m3/s: 124 | L | Parkes Shire Council, NSW | Department of Public Works NSW | Department of Public Works NSW | Raised 1.1m in 1924
14 | UMBERUMBERKA |  | 1914 |  | Umberumberka Ck |  | BROKEN HILL | NSW | PG | VA |  |  | 26 | 212 | 43 | 8180 | 1500 | 1: S; MENT km2: 390; CAP m3/s: 300 | L | Australian Inland Energy & Water | Department of Public Works NSW | Department of Public Works NSW | Due to siltation, 8162 in 1969
15 | FOUNTAINDALE |  | 1915 |  | Fountaindale Ck |  | KIAMA | NSW | VA |  |  |  | 15 | 102 | 2 | 60 | 12 | 1: S; MENT km2: 2.65 |  | Kiama Municipal Council | Department of Public Works NSW | Department of Public Works NSW
16 | UPPER CORDEAUX No 2 |  | 1915 |  | Cordeaux |  | WOLLONGONG | NSW | PG | VA |  |  | 21 | 248 | 11 | 1181 | 230 | 1: S; MENT km2: 18.5; CAP m3/s: 275 | L | Sydney Catchment Authority | Department of Public Works NSW | Department of Public Works NSW
17 | LAKE CANOBOLAS |  | 1918 |  | Molong Creek |  | ORANGE | NSW | VA | PG |  |  | 13 | 285 |  | 680 | 170 | 1: R; CAP m3/s: 300 | L | Orange City Council | Department of Public Works NSW | Department of Public Works NSW
18 | CHICHESTER |  | 1923 |  | Chichester |  | MAITLAND | NSW | PG |  |  |  | 41 | 242 | 91 | 21000 | 1800 | 1: S; MENT km2: 198; CAP m3/s: 3300 | L | Hunter Water Corporation | Department of Public Works NSW | Department of Public Works NSW | Spillway lowered 3m in 1969; restored to original height, enlarged spillway capacity and post tensioned in 1982,new aprons constructed 2002 | Chichester | 0.1 | Commissioned 2001
19 | CORDEAUX |  | 1926 |  | Cordeaux |  | WOLLONGONG | NSW | PG |  |  |  | 57 | 404 | 167 | 93600 | 7800 | 1: S; MENT km2: 91; CAP m3/s: 2110 | L | Sydney Catchment Authority | Department of Public Works NSW | Department of Public Works NSW
20 | LOWER CASCADE (No 2) |  | 1926 |  | Cascade Creek |  | KATOOMBA | NSW | TE |  | ic | R | 26 | 128 | 82 | 318 | 30 | 1: S; MENT km2: 3.19; CAP m3/s: 276 | L | Sydney Catchment Authority | Department of Public Works NSW | Department of Public Works NSW
21 | AVON |  | 1927 |  | Avon |  | MITTAGONG | NSW | PG |  |  |  | 72 | 223 | 336 | 214400 | 10550 | 1: S; MENT km2: 142; CAP m3/s: 1790 | L | Sydney Catchment Authority | Department of Public Works NSW | Department of Public Works NSW | Includes 168 ER placed in 1970
22 | BORENORE CREEK |  | 1928 |  | Borenore |  | MOLONG | NSW | VA |  |  |  | 17 | 123 | 4 | 325 | 70 | 1: S; MENT km2: 22; CAP m3/s: 160 | L | Cabonne Shire Council | Department of Public Works NSW | Robert Hood Dept of Public Works NSW | Raised 1943
23 | BURRINJUCK |  | 1928 |  | Murrumbidgee |  | YASS | NSW | PG |  |  |  | 91 | 233 | 394 | 1026000 | 55000 | I |  | H |  | 13000 | 29100 | V,L | Dept. Land Water Conservation | Water Conservation & Irrigation Commission, PWD NSW | Water Conservation & Irrigation Commission, PWD NSW | Original PG completed 1927; raised 1956 includes vol of original PG; dam raised in 1994 & post-tensioned for addional spillway capacity | Burrinjuck | 28 | 24.5 |  |  | 0
24 | PUDDLEDOCK CREEK |  | 1928 |  | Puddledock Ck |  | ARMIDALE | NSW | VA |  |  |  | 19 | 190 | 5 | 1700 | 150 | 1: S; MENT km2: 25; CAP m3/s: 320 | L | Armidale City Council | Department of Public Works NSW | Department of Public Works NSW
25 | WOODFORD CREEK |  | 1928 |  | Woodford Creek |  | KATOOMBA | NSW | VA |  |  |  | 16 | 114 | 4 | 864 | 210 | 1: S; MENT km2: 9.8; CAP m3/s: 209 | L | Sydney Catchment Authority | Department of Public Works NSW | Department of Public Works NSW | Raised 2.4m in 1930's and 3m in 1948
26 | SOOLEY |  | 1930 |  | Sooley Creek |  | GOULBURN | NSW | PG |  |  | R | 15 | 240 | 5 | 4550 | 1200 | 1: S; MENT km2: 112; CAP m3/s: 285 | V | Goulburn City Council | Department of Public Works NSW Gutteridge Haskins & Davey | T Connell (Original) Thiess Bros Pty Ltd | Raised in 1961 by 3m. Further 2m raising to increase storage and flood capacity.
27 | SPRING CREEK |  | 1931 |  | Spring Creek |  | ORANGE | NSW | TE |  | ie | R | 17 | 268 |  | 4680 | 1100 | 1: S; MENT km2: 63; CAP m3/s: 310 | L | Orange City Council | Department of Public Works NSW | Department of Public Works NSW | Raised 1947 - bywash provided, raised 1969,
28 | TENTERFIELD CREEK |  | 1931 |  | Tenterfield Ck |  | TENTERFIELD | NSW | PG |  |  |  | 13 | 360 | 6 | 1150 | 400 | 1: S; MENT km2: 38; CAP m3/s: 800 | L | Tenterfield Shire Council | Department of Public Works NSW | Department of Public Works NSW | Raised 1.8m by prestressing in 1974
29 | COEYPOLLY CREEK No 1 |  | 1932 |  | Quipolly Creek |  | WERRIS CK | NSW | VA |  |  |  | 19 | 190 |  | 850 | 150 | 1: S; MENT km2: 70; CAP m3/s: 500 | L | Parry Shire Council | Department of Public Works NSW | Department of Public Works NSW | Silted up, disused
30 | FLAT ROCK CREEK |  | 1933 |  | Flat Rock Creek |  | NOWRA | NSW | VA |  |  |  | 14 | 80 |  | 570 | 110 | 1: S; CAP m3/s: 140 | L | Shoalhaven City Council | Department of Public Works NSW | Department of Public Works NSW
31 | INGLEBURN |  | 1933 |  | Offstream |  | SYDNEY | NSW | MV |  |  |  | 16 | 168 | 2 | 42 | [7 empty] | L | Sydney Catchment Authority | Department of Public Works NSW | Department of Public Works NSW | bar: 1
32 | BOGOLONG |  | 1934 |  | Bogolong Creek |  | GRENFELL | NSW | TE |  | he | R | 11 | 701 |  | 360 | 100 | 1: S; CAP m3/s: 170 | L | Central Tablelands County Council | Department of Public Works NSW | Department of Public Works NSW
33 | NEPEAN |  | 1935 |  | Nepean |  | MITTAGONG | NSW | VA | PG |  |  | 82 | 216 | 230 | 70170 | 3250 | 1: S; MENT km2: 319; CAP m3/s: 6240 | L | Sydney Catchment Authority | Department of Public Works NSW | Department of Public Works NSW | Spillway crest lowered 3.3m in 1989, pending dam wall post-tensioning and buttressing and spillway modification in 1992
34 | HUME |  | 1936 |  | Murray |  | ALBURY | NSW | TE | PG | ic | R/S | 51 | 1615 | 4419 | 3038000 | 202400 | I |  | H |  | 15540 | 7929 | V | Murray Darling Basin Commission | WRC NSW, PWD NSW, SR & WS Commission VIC | WRC NSW, PWD NSW, SR & WS Comm VIC | Raised 1961: includes 440 BC, concrete section stabilised for increase in water level by post tensioning, restressed 1987. Substantial stabilisation works on No.s 1 and 2 embankments 1999 - 2007 | Hume | 60 | 220 |  |  | 0
35 | WINBURNDALE |  | 1936 |  | Winburndale | RIVULET | BATHURST | NSW | PG | TE |  | R | 22 | 233 | 10 | 1700 | 260 | 1: S; MENT km2: 88; CAP m3/s: 1400 | L | Bathurst City Council | Department of Public Works NSW | Department of Public Works NSW
36 | BACK CREEK |  | 1937 |  | Kentgrove Creek |  | CROOKWELL | NSW | VA |  |  |  | 15 | 106 | 2 | 450 | 160 | 1: S; CAP m3/s: 270 | L | Crookwell Shire Council | Department of Public Works NSW | Department of Public Works NSW
37 | CAPTAINS FLAT |  | 1938 |  | Molonglo |  | QUEANBEYAN | NSW | PG |  |  |  | 16 | 65 | 2 | 820 | 100 | 1: S; MENT km2: 34 | L | Yarrowlumla Shire Council | Donoghue & Carter | Lake George Mines Ltd | Auxiliary spillway lowered 0.3m and wall post tensioned in 1992
38 | CASCADE No 3 |  | 1938 |  | Cascade |  | KATOOMBA | NSW | TE |  | ic | R | 30 | 247 | 199 | 1704 | 230 | 1: S; MENT km2: 1.72; CAP m3/s: 99 | L | Sydney Catchment Authority | Blair & Stuckey | Blue Mountians City Council
39 | INVERELL |  | 1940 |  | Macintyre |  | INVERELL | NSW | PG |  |  |  | 11 | 230 | 8 | 1530 | 500 | S | R |  |  | 600 | 1200 | L | Inverell Shire Council | Harding Frew & Van Hemert | Inverell Municipal Council
40 | LAKE ENDEAVOUR |  | 1940 |  | Billabong Creek |  | PARKES | NSW | TE | ER | ic | R | 21 | 200 |  | 2400 | 600 | 1: S; MENT km2: 143; CAP m3/s: 1150 | L | Parkes Shire Council | Department of Public Works NSW | Parkes Municipal Council
41 | WARRAGAMBA WEIR |  | 1940 |  | Warragamba |  | PENRITH | NSW | PG |  |  |  | 21 | 44 | 13 | 2954 | [7 empty] | L | Sydney Catchment Authority | Metropolitan Water Sewerage & Drainage Board, Sydney | Metropolitan Water Sewerage & Drainage Board, Sydney
42 | WORONORA |  | 1941 |  | Woronora |  | SYDNEY | NSW | PG |  |  |  | 66 | 390 | 285 | 71800 | 3800 | 1: S; MENT km2: 75; CAP m3/s: 1470 | L | Sydney Catchment Authority | Metropolitan Water Sewerage & Drainage Board, Sydney | Metropolitan Water Sewerage & Drainage Board, Sydney
43 | GREAVES CREEK |  | 1942 |  | Greaves Creek |  | KATOOMBA | NSW | VA |  |  |  | 19 | 67 | 1 | 311 | 50 | 1: S; MENT km2: 7.36; CAP m3/s: 90 | L | Sydney Catchment Authority | Department of Public Works NSW | Department of Public Works NSW
44 | OBERON |  | 1949 |  | Fish |  | OBERON | NSW | CB | TE |  | R/S | 34 | 378 |  | 45420 | 4128 | 1: S; MENT km2: 140; CAP m3/s: 280 | L | Dept. Land Water Conservation | Department of Public Works NSW | Department of Public Works NSW | Raised 1957
45 | ROCKY CREEK |  | 1953 |  | Rocky Creek |  | LISMORE | NSW | TE |  | ic | R | 28 | 220 | 153 | 13590 | 2000 | 1: S; MENT km2: 31; CAP m3/s: 730 | L | Rous County Council | Gutteridge, Haskins and Davey | Dayal Singh | Investigations completed for raising and drainage works (2008).
46 | LAKE ROWLANDS |  | 1954 |  | Coombing Creek |  | CARCOAR | NSW | CB |  |  |  | 20 | 444 |  | 4500 | 800 | 1: S; MENT km2: 197; CAP m3/s: 1500 | L | Central Tablelands County Council | Gutteridge, Haskins & Davey | Bowers & Laird Pty Ltd & Central Tablelands County CL
47 | RYLSTONE |  | 1954 |  | Cudgegong |  | RYLSTONE | NSW | VA |  |  |  | 15 | 259 | 5 | 3320 | 330 | 1: S; MENT km2: 535; CAP m3/s: 1400 | L | Rylstone Shire Council | Department of Public Works NSW | Department of Public Works NSW
48 | COEYPOLLY CREEK No 2 |  | 1955 |  | Quipolly Creek |  | WERRIS CREEK | NSW | ER | TE | ie | R | 21 | 200 | 124 | 5400 | 1500 | 1: S; MENT km2: 98.4; CAP m3/s: 650 | L | Parry Shire Council | Department of Public Works NSW | Dayal Singh Dept of Public Works NSW | Design of remedial works for flood and stability in progress, 2008.
49 | GUTHEGA |  | 1955 |  | Snowy |  | COOMA | NSW | PG |  |  |  | 34 | 139 | 44 | 1604 | 194 | 1: H; MENT km2: 91; CAP m3/s: 1416 | L | Snowy Hydro | Semler Engineering | Semler Engineering | Flashboards 1826000 m3 | Guthega | 60 | 172 | na |  | 0
50 | OAKY RIVER |  | 1956 |  | Oaky |  | ARMIDALE | NSW | PG | ER | fe | R | 18 | 133 |  | 2700 |  | 1: H; MENT km2: 200; CAP m3/s: 1300 | V | New England County Council | Z J Buzo | A V Jennings / Thiess Construction
51 | CHIFLEY |  | 1957 |  | Campbells |  | BATHURST | NSW | ER | TE | ie | R | 38 | 455 |  | 30800 | 2200 | 1: S; MENT km2: 960; CAP m3/s: 9800 | L | Bathurst City Council | Department of Public Works NSW | Department of Public Works NSW | Embankment raised 5.5m and spillway capacity increased from 2265 to 9800 in 2001
52 | DUNGOWAN |  | 1957 |  | Dungowan Creek |  | TAMWORTH | NSW | TE |  | ie | R | 34 | 342 | 320 | 5700 | 500 | 1: S; MENT km2: 125; CAP m3/s: 3910 | V | Tamworth City Council | Blair & Stuckey, Dept of Public Works, NSW | Dayal Singh/Roche Bros | Embankment raised and extra fuseplug spillway constructed
53 | RYDAL |  | 1957 |  | Off Stream Storage |  | RYDAL | NSW | TE |  | he |  | 16 | 460 |  | 370 | 70 | 1: S; MENT km2: 1.5; CAP m3/s: 75 | L | Dept. Land Water Conservation | Public Works Dept NSW | WV Hall and Elliott
54 | COCHRANE |  | 1958 |  | Georges Creek |  | BEGA | NSW | TE |  | ic | R/S | 29 | 199 | 116 | 4800 |  | 1: H; MENT km2: 34.7; CAP m3/s: 424 | V | Pacific Power | A R Blair & Stuckey | Thiess Bros Pty Ltd | Earthfill dam and concrete spillway
55 | EUCUMBENE |  | 1958 |  | Eucumbene |  | COOMA | NSW | TE |  | ie | R/S | 116 | 579 | 6735 | 4798400 | 145422 | 1: H; MENT km2: 683; CAP m3/s: 470 | V | Snowy Hydro | US Bureau of Reclamation & Dept of Public Works | Dept of Public Works, NSW & Kaiser-Walsh-Perini-Raymond | Spillway modified and gates added |  |  |  | na |  | 800
56 | GLENBAWN |  | 1958 |  | Hunter |  | SCONE | NSW | ER |  | ie | R | 100 | 1125 | 10788 | 870000 | 28700 | I | S |  |  | 1300 | 11115 | L | Dept. Land Water Conservation | Water Conservation & Irrigation Commission, NSW | Water Conservation & Irrigation Commission, NSW | Dam raised 22m to present height in 1987 | Glenbawn | 6 | 4.4 |  |  | 0
57 | TUMUT POND |  | 1958 |  | Tumut |  | COOMA | NSW | VA |  |  |  | 86 | 218 | 141 | 52793 | 2027 | 1: H; MENT km2: 332; CAP m3/s: 1926 | V | Snowy Hydro | US Bureau of Reclamation | Kaiser-Walsh-Perini-Raymond |  | Tumut 1 | 330 | 847 |  |  | 0
58 | BUNDANOON |  | 1959 |  | Bundanoon Ck |  | MOSS VALE | NSW | VA |  |  |  | 35 | 45 |  | 2040 | 300 | 1: S; MENT km2: 52; CAP m3/s: 180 | L | Wingecarribee Shire Council | Department of Public Works NSW | Department of Public Works NSW
59 | HAPPY JACK |  | 1959 |  | Tumut |  | COOMA | NSW | PG |  |  |  | 29 | 76 | 9 | 271 | 53 | 1: H; CAP m3/s: 1827 | L | Snowy Hydro | US Bureau of Reclamation | Kaiser-Walsh-Perini-Raymond | [6 empty] | 0
60 | TANTANGARA |  | 1959 |  | Murrumbidgee |  | COOMA | NSW | PG |  |  |  | 45 | 216 | 74 | 254099 | 21177 | 1: H; MENT km2: 460; CAP m3/s: 900 | L | Snowy Hydro | Snowy Mountains Hydro-Electric Authority | Utah-Brown & Root Sudamericana | [6 empty] | 0
61 | KEEPIT |  | 1960 |  | Namoi |  | TAMWORTH | NSW | ER | PG | ie | R | 55 | 533 | 816 | 423000 | 44000 | I | H |  |  | 5700 | 10480 | V | Dept. Land Water Conservation | Water Conservation & Irrigation Commission, NSW | Water Conservation & Irrigation Commission, NSW | Volume includes 272 BC | Keepit | 6 | 10.2 |  |  | 0
62 | MENINDEE |  | 1960 |  | Darling |  | BROKEN HILL | NSW | TE |  | he | S | 18 | 95 | 103 | 1794000 | 458000 | 1: I; CAP m3/s: 850 | V | Dept. Land Water Conservation | Water Conservation & Irrigation Commission, NSW | Water Conservation & Irrigation Commission, NSW | Restricted operating capacity
63 | WARRAGAMBA |  | 1960 |  | Warragamba |  | PENRITH | NSW | PG |  |  |  | 142 | 351 | 1251 | 2031000 | 74950 | S | H |  |  | 9051 | 39600 | V | Sydney Catchment Authority | Metropolitan Water Sewerage & Drainage Board, Sydney | Metropolitan Water Sewerage | Dam wall raised 5m and post tensioned in 1989; dissipator strengthened, auxiliary spillway completed in 2002 | Warragamba | 50 | 42
64 | DEEP CREEK |  | 1961 |  | Deep Creek |  | COOMA | NSW | PG |  |  |  | 21 | 55 | 4 | 11 | 2 | 1: H; MENT km2: 968; CAP m3/s: 312 | L | Snowy Hydro | Snowy Mountains Hydro-Electric Authority | Thiess Bros Pty Ltd
65 | MOONEY UPPER |  | 1961 |  | Mooney Mooney | CREEK | GOSFORD | NSW | VA |  |  |  | 28 | 130 | 5 | 4630 | 600 | 1: S; MENT km2: 38; CAP m3/s: 380 | L | Gosford City Council | A R Blair & Stuckey | Thiess Bros Pty Ltd
66 | TIMOR |  | 1961 |  | Castlereagh |  | COONABARABRAN | NSW | VA |  |  |  | 20 | 59 | 3 | 1140 | 3600 | 1: S; MENT km2: 20; CAP m3/s: 890 | L | Coonabarabran City Council | Department of Public Works NSW | Department of Public Works NSW
67 | TOOMA |  | 1961 |  | Tooma |  | COOMA | NSW | TE |  | ie | R | 67 | 305 | 1111 | 28124 |  | 1: H; MENT km2: 152; CAP m3/s: 1246 | L | Snowy Hydro | Snowy Mountains Hydro-Electric Authority | Thiess Bros Pty Ltd | [6 empty] | 0
68 | TUMUT 2 |  | 1961 |  | Tumut |  | COOMA | NSW | PG |  |  |  | 46 | 119 | 48 | 2677 | 182 | 1: H; MENT km2: 396; CAP m3/s: 2152 | V | Snowy Hydro | Snowy Mountains Hydro-Electric Authority & USBR | Kaiser-Walsh-Perini-Raymond |  | Tumut 2 | 286 | 787 |  |  | 0
69 | MARDI |  | 1962 |  | Off Stream |  | WYONG | NSW | TE |  | he | S | 26 | 425 |  | 7250 | 700 | 1: S; MENT km2: 1.8; CAP m3/s: 35 | L | Wyong Shire Council | Department of Public Works NSW | Department of Public Works NSW
70 | SUMA PARK |  | 1962 |  | Summerhill Ck |  | ORANGE | NSW | VA |  |  |  | 31 | 208 | 18 | 18080 | 1300 | 1: S; MENT km2: 179; CAP m3/s: 260 | L | Orange City Council | A R Blair & Stuckey | Hutcherson Bros
71 | MEDWAY |  | 1964 |  | Medway |  | BERRIMA | NSW | VA |  |  |  | 23 | 88 | 2 | 1270 | 200 | 1: S; MENT km2: 103; CAP m3/s: 350 | L | Wingecarribee Shire Council | Department of Public Works NSW | Department of Public Works NSW | Mass concrete arch
72 | ISLAND BEND |  | 1965 |  | Snowy |  | COOMA | NSW | PG |  |  |  | 49 | 146 | 60 | 3084 | 327 | 1: H; MENT km2: 221; CAP m3/s: 2832 | V | Snowy Hydro | Snowy Mountains Hydro-Electric Authority | Utah Constr. & Eng Pty Ltd | [6 empty] | 0
73 | KHANCOBAN |  | 1965 |  | Swampy Plain |  | ALBURY | NSW | TE |  | ie | S | 18 | 1067 | 620 | 26643 | 4694 | 1: H; MENT km2: 788; CAP m3/s: 3540 | V | Snowy Hydro | Snowy Mountains Hydro-Electric Authority | Kaiser Engineers & Const Inc | [6 empty] | 0
74 | GEEHI |  | 1966 |  | Geehi |  | COOMA | NSW | ER |  | ie | R | 91 | 265 | 1421 | 21093 | 700 | 1: H; MENT km2: 149; CAP m3/s: 1534 | L | Snowy Hydro | Snowy Mountains Hydro-Electric Authority | Thiess Bros Pty Ltd | Glory hole spillway | Murray 1 | 950 | 1413 |  |  | 0
75 | BURRENDONG |  | 1967 |  | Macquarie |  | WELLINGTON | NSW | ER |  | ie | R/S | 76 | 1113 | 6345 | 1188000 | 89000 | I | C |  |  | 13886 | 13720 | V | Dept. Land Water Conservation |  | Water Conservation & Irrigation Commission, NSW | 490 000 additional flood control storage available | Burrendong | 19 | 50.9 |  |  | 0
76 | JINDABYNE |  | 1967 |  | Snowy |  | COOMA | NSW | ER |  | ie | R | 72 | 335 | 894 | 688287 | 30335 | 1: H; MENT km2: 1880; CAP m3/s: 3002 | V | Snowy Hydro | Snowy Mountains Hydro-Electric Authority | Utah-Brown & Sudamericana | [6 empty] | 300
77 | BLOWERING |  | 1968 |  | Tumut |  | TUMUT | NSW | ER |  | ie | R | 112 | 808 | 8563 | 1628000 | 43000 | I | H |  |  | 1606 | 2350 | L | Dept. Land Water Conservation | Snowy Mountains Hydro-Electric Authority | Morrison-Knudsen-Utah-Mcdonald |  | Blowering | 80 | 260 |  |  | 0
78 | JOUNAMA |  | 1968 |  | Tumut |  | TUMUT | NSW | ER |  | ie | R | 44 | 518 | 555 | 43542 | 3804 | 1: H; MENT km2: 1355; CAP m3/s: 3965 | V | Snowy Hydro | Snowy Mountains Hydro-Electric Authority | Societe Dumez |  |  | 14.4 |  |  |  | 5
79 | LIDDELL COOLING WATER |  | 1968 |  | Gardiners Ck |  | MUSWELLBROOK | NSW | TE |  | ie | R/S | 43 | 1264 | 3287 | 148000 | 11331 | 1: S; MENT km2: 72.6; CAP m3/s: 204 | L | Macquarie Generation | Snowy Mountains Hydro-Electric Authority | Thiess Bros Pty Ltd | Cooling water for thermal power station
80 | MALDON WEIR |  | 1968 |  | Nepean |  | PICTON | NSW | PG |  |  |  | 20 | 49 | 6 | 450 |  | 1: S; CAP m3/s: 3690 | L | Commonwealth Portland Cement Co Pty Ltd | Gutteridge, Haskins & Davey | S Turner & Son Pty Ltd
81 | MALPAS |  | 1968 |  | Gara |  | ARMIDALE | NSW | TE | ER | ie | R | 31 | 450 | 297 | 12960 | 1800 | 1: S; MENT km2: 200; CAP m3/s: 1900 | L | Armidale City Council | Laurie, Montgomerie & Jamieson, Dept Public Works NSW | Department of Public Works,
82 | MURRAY 2 |  | 1968 |  | Khancoban Back | CREEK | ALBURY | NSW | VA |  |  |  | 43 | 131 | 20 | 2344 | 190 | 1: H; MENT km2: 53; CAP m3/s: 566 | V | Snowy Hydro | Snowy Mountains Hydro-Electric Authority | Thiess Bros Pty Ltd Dillingham Corporation |  | Murray 2 | 550 | 810 |  |  | 0
83 | PORTERS CREEK |  | 1968 |  | Porters Creek |  | MILTON | NSW | PG | TE | he | R | 17 | 242 | 14 | 1900 | 400 | 1: S; MENT km2: 5.4; CAP m3/s: 99 | L | Shoalhaven City Council | Gutteridge, Haskins & Davey | Shoalhaven Shire Council | Prestressed concrete dam, 3 BC & 11 TE
84 | BOOTAWA |  | 1969 |  | Off Stream |  | TAREE | NSW | TE |  | ie | R | 25 | 325 |  | 2280 | 260 | 1: S; MENT km2: 1.1; CAP m3/s: 19 | L | North Power | Department of Public Works NSW | Department of Public Works NSW | Pumped from manning river, no spillway
85 | GRAHAMSTOWN |  | 1969 |  | Off Stream |  | NEWCASTLE | NSW | TE |  | ie | S | 12 | 4794 | 2124 | 152597 | 24600 | 1: S; MENT km2: 97; CAP m3/s: 800 | V | Hunter Water Corporation | Water Conservation and Irrigation Commission, NSW | Water Conservation and Irrigation Commission, NSW | Sealing element subs. embankment - bentonite slurry trench
86 | PINDARI |  | 1969 |  | Severn |  | INVERELL | NSW | ER |  | fc | R | 85 | 954 | 4780 | 312000 | 195600 | 1: I; MENT km2: 2000; CAP m3/s: 20650 | L | Dept. Land Water Conservation | Water Conservation and Irrigation Commission, NSW | Citra Australia | 16 BC in upstream face, raised in 1994 | Pindari | 6 | 16.3 | 280 |  | 0
87 | BAYSWATER COLLIERY | Water Supply | 1979 |  |  |  | MUSWELLBROOK | NSW | ER |  | ie | R/S | 27 | 600 |  | 1200 | [8 empty] | Bayswater Colliery | bar: 1
88 | CARCOAR |  | 1970 |  | Belubula |  | BATHURST | NSW | VA |  |  |  | 52 | 268 | 61 | 35800 | 3900 | 1: I; MENT km2: 228; CAP m3/s: 1218 | L | Dept. Land Water Conservation | WC & IC NSW & International Eng Serv Consortium | Citra Australia Ltd.
89 | LIDDELL FRESH WATER |  | 1970 |  | Tinkers Creek |  | MUSWELLBROOK | NSW | TE |  | he | S | 31 | 405 | 436 | 4560 | 647 | 1: S; MENT km2: 2; CAP m3/s: 6 | L | Macquarie Generation | Snowy Mountains Hydro-Electric Authority | Citra Australia Ltd
90 | TILBA |  | 1970 |  | Tilba Creek |  | BERMAGUI | NSW | TE |  | ie | R | 17 | 106 |  | 140 | 30 | 1: S; MENT km2: 0.8; CAP m3/s: 35 | L | Bega Valley Shire Council | Jamieson, Laurie & Montogomerie | Mumbulla Shire Council
91 | DANJERA CREEK |  | 1971 |  | Danjera Creek |  | NOWRA | NSW | TE | CB |  |  | 30 | 278 | 57 | 7800 | 900 | 1: S; MENT km2: 114; CAP m3/s: 2300 | L | Shoalhaven Shire Council | Gutteridge, Haskins & Davey | Birdsall & White Pty Ltd | Includes 42 BC and 15 TE
92 | LOSTOCK |  | 1971 |  | Paterson |  | MAITLAND | NSW | ER |  | ie | R/S | 38 | 701 | 623 | 20200 | 2200 | 1: I; MENT km2: 280; CAP m3/s: 2860 | L | Dept. Land Water Conservation | Water Conservation and Irrigation Authority | Dumez Australia | 92m spillway crest
93 | TALBINGO |  | 1971 |  | Tumut |  | TUMUT | NSW | ER |  |  |  | 162 | 701 | 14490 | 921400 | 19355 | 1: H; MENT km2: 1093; CAP m3/s: 4290 | L | Snowy Hydro | Snowy Mountains Hydro-Electric Authority | Thiess Bros Pty Ltd |  | (see Tumut 3)
94 | TOONUMBAR |  | 1971 |  | Iron Pot Ck |  | KYOGLE | NSW | ER |  | ie | R | 44 | 483 | 361 | 11100 | 1300 | 1: I; MENT km2: 98; CAP m3/s: 1700 | L | Dept. Land Water Conservation | Water Conservation and Irrigation Authority | Citra Australia Ltd |  | Tonnumbar | 0.1 | 0,4 |  |  | 0
95 | TUMUT 3 PIPELINE | Talbingo | 1971 |  | Off Stream |  | TUMUT | NSW | PG |  |  |  | 35 | 138 | 42 | 921400 | 19355 | 1: H; MENT km2: 1093 |  | Snowy Hydro | Snowy Mountains Hydro-Electric Authority | Thiess Bros Pty Ltd | Associated with Talbingo reservoir, no separate spillway | Tumut 3 | 1500 | 812 |  |  | 0
96 | WYANGLA |  | 1971 |  | Lachlan |  | COWRA | NSW | ER | PG | ie | R | 85 | 1510 | 3580 | 1220000 | 53000 | 1: I; MENT km2: 8300; CAP m3/s: 14700 | V | Dept. Land Water Conservation | Water Conservation and Irrigation Authority | Water Conservation and Irrigation Commission, NSW | Original PG dam completed 1936, 61m h, 305m l,187,000m3 vol | Wyangala | 18 | 42.9 |  |  | 0
97 | BENDEELA PONDAGE |  | 1972 |  | Off Stream |  | NOWRA | NSW | TE | ER | ie | R/S | 15 | 2118 | 612 | 1200 | 200 | S |  | H |  | 0.2 | 85 | L | Sydney Catchment Authority | Snowy Mountains Engineering Corporation | Leighton Contractors Pty Ltd | Not used until 1976, pumped storage
98 | FITZROY FALLS |  | 1974 |  | Yarrunga Creek |  | MOSS VALE | NSW | TE | ER | ie | S | 14 | 1530 | 760 | 23500 | 5220 | S |  | H |  | 31 | 516 | L | Sydney Catchment Authority | Snowy Mountains Engineering Corporation | Leighton Contractors Pty Ltd | Includes 3 saddle dams
99 | GLENQUARRY CUT |  | 1974 |  | Off Stream |  | MOSS VALE | NSW | PG |  |  |  | 18 | 39 | 3 | 25875 | 6250 | 1: S; MENT km2: 40 |  | Sydney Catchment Authority | Snowy Mountains Engineering Corporation | G Abignano Pty Ltd | Associated with Wingecarribee control structure
100 | WINGECARRIBEE |  | 1974 |  | Wingecarribee |  | MOSS VALE | NSW | TE | ER | ie | S | 19 | 1140 | 573 | 25875 | 6250 | 1: S; MENT km2: 40; CAP m3/s: 520 | V | Sydney Catchment Authority | Snowy Mountains Engineering Corporation | G Abignano Pty Ltd | Includes 3 saddle dams, radial gate 11m wide x 6m high
101 | BROGO |  | 1976 |  | Brogo |  | BEGA | NSW | ER |  | fc | R/S | 43 | 265 | 309 | 9800 | 1020 | 1: I; MENT km2: 400; CAP m3/s: 3700 | L | Dept. Land Water Conservation | Water Resources Commission NSW | Citra Constructions Ltd | Includes 4 BC in upstream facing | Brogo | 2 |  |  |  | 0
102 | COPETON |  | 1976 |  | Gwydir |  | INVERELL | NSW | ER |  | ie | R | 113 | 1484 | 8547 | 1364000 | 46000 | 1: I; MENT km2: 5370; CAP m3/s: 14800 | V | Dept. Land Water Conservation | Water Resources Commission NSW | Fluor-Brown-Root |  | Copeton | 21 | 54.3 |  |  | 0
103 | TALLOWA |  | 1976 |  | Shoalhaven |  | NOWRA | NSW | PG |  |  |  | 43 | 518 | 325 | 85500 | 8310 | S |  | H |  | 5750 | 27600 | L | Sydney Catchment Authority | Snowy Mountains Engineering Corporation | Leighton Contractors Pty Ltd | Provision for future radial gates to raise fsl by 4.6m | Shoalhaven | 120 | 625
104 | GOOGONG |  | 1977 |  | Queanbeyan |  | QUEANBEYAN | NSW | ER |  | ie | R | 67 | 417 | 818 | 123000 | 6960 | 1: S; MENT km2: 873; CAP m3/s: 4300 | L | ACT Electricity & Water | Commonwealth Department of Construction | Thiess Bros, Pty Ltd | Total embankment vol 838 including saddle dam
105 | BEN BOYD | Boydtown Creek | 1978 |  | Off Stream |  | BOYDTOWN | NSW | TE |  | ie | R | 30 | 225 | 147 | 800 | 100 | 1: S; MENT km2: 0.6; CAP m3/s: 25 | L | Bega Valley Shire Council | Department of Public Works NSW | Department of Public Works NSW
106 | SEAHAM WEIR |  | 1978 |  | Williams |  | MAITLAND | NSW | ER |  | ie | R | 25 | 523 | 126 | 16090 | 2500 | 1: S; CAP m3/s: 647 | V | Hunter Water Corporation | Water Resources Commission NSW | Ray Fitzpatrick Quarries P/L SIF Enterprise Bachy, Paris | Sealing element combination of cement and chemical grout; designed to overtop when spillway capacity needed
107 | WALLERAWANG |  | 1978 |  | Cox's |  | LITHGOW | NSW | TE |  | he | R/S | 14 | 600 | 80 | 4300 | 1250 | 1: S; MENT km2: 200; CAP m3/s: 1400 | L | Delta Electricity | Electricity Commission of NSW | Thiess Bros, Pty Ltd
108 | CHAFFEY |  | 1979 |  | Peel |  | TAMWORTH | NSW | ER |  | ie | R/S | 54 | 430 | 1413 | 61800 | 5420 | I |  | S |  | 420 | 903 | L | Dept. Land Water Conservation | Water Resources Commission NSW | John Holland Pty Ltd
109 | PEJAR |  | 1979 |  | Wollondilly |  | GOULBURN | NSW | TE | ER | ie | R | 26 | 367 | 95 | 9000 | 1550 | 1: S; MENT km2: 143; CAP m3/s: 2470 | L | Goulburn City Council | Department of Public Works NSW | Department of Public Works NSW
110 | PORT MACQUARIE |  | 1979 |  | Off Stream |  | PORT MACQUARIE | NSW | TE |  | he | R/S | 19 | 230 | 60 | 2500 | 300 | 1: S; MENT km2: 1.1; CAP m3/s: 67 | L | Hastings Council | Department of Public Works NSW | Department of Public Works NSW
111 | KARANGI |  | 1980 |  | Off Stream |  | COFFS HARBOUR | NSW | TE |  | he | R/S | 28 | 300 | 250 | 2630 | 200 | 1: S; MENT km2: 1.49; CAP m3/s: 100 | L | Coffs Harbour City Council | Department of Public Works NSW | Department of Public Works NSW
112 | DRAYTON DAM 1891 |  | 1981 |  | Minor Creek |  | MUSWELLBROOK | NSW | ER |  | ie | R/S | 18 | 280 | 75 | 360 | 70 | 1: S; CAP m3/s: 35 | L | Drayton Joint Venture | Coffey and Partners | Hawkins Bros.
113 | DRAYTON DAM 1789 |  | 1982 |  | Minor Creek |  | MUSWELLBROOK | NSW | ER |  | ie | R/S | 20 | 130 | 42 | 65 | 19 | 1: S; CAP m3/s: 35 | L | Drayton Joint Venture | Coffey and Ptnrs, CSR Energy | Thiess Bros.
114 | DRAYTON DAM 1969 |  | 1982 |  | Minor Creek |  | MUSWELLBROOK | NSW | ER |  | ie | R/S | 15 | 160 | 46 | 60 | 16 | 1: S; CAP m3/s: 9 | L | Drayton Joint Venture | Coffey and Ptnrs, CSR Energy | Thiess Bros.
115 | LYELL |  | 1982 |  | Cox's |  | LITHGOW | NSW | ER |  | fc | R | 51 | 205 | 206 | 33500 | 2340 | 1: S; MENT km2: 380; CAP m3/s: 5900 | V | Delta Electricity | Electricity Commission of NSW Pacific Power | Pearson Bridge | Dam raised and inflateable rubber dam added in 1995; rubber dams removed in 2001 and replaced with Hydroplus fusegates
116 | MANGROVE CREEK |  | 1982 |  | Mangrove Ck |  | WYONG | NSW | ER |  | fc | R | 80 | 380 | 1340 | 189200 | 6800 | 1: S; MENT km2: 101; CAP m3/s: 575 | L | Gosford City Council | Department of Public Works NSW | PWD, NSW and Citra Australia
117 | BAMARANG |  | 1983 |  | Off Stream |  | NOWRA | NSW | TE |  | ie | R | 26 | 320 | 160 | 3800 | 580 | 1: S; MENT km2: 1; CAP m3/s: 15 | L | Shoalhaven City Council | Department of Public Works NSW | Department of Public Works NSW
118 | CLARRIE HALL |  | 1983 |  | Doon Doon Ck |  | MURWILLUMBAH | NSW | ER |  | fc | R | 43 | 180 | 243 | 16000 | 2200 | 1: S; MENT km2: 60.2; CAP m3/s: 740 | L | Tweed Shire Council | Department of Public Works NSW | Dept. Public Works NSW
119 | GLENNIES CREEK | Lake St Clair | 1983 |  | Glennies Creek |  | SINGLETON | NSW | ER |  | fc | R | 67 | 550 | 875 | 283000 | 15400 | I |  | S |  | 233 | 637 | L | Dept. Land Water Conservation | Dept of W/Resources, NSW | Citra Constructions Ltd | Includes 11 BC in upstream facing
120 | BAYSWATER COOLING | Make-up pond | 1984 |  | Tinker Creek |  | MUSWELLBROOK | NSW | TE |  | he | S | 16 | 450 | 95 | 456 | 102 | 1: S; MENT km2: 0.3; CAP m3/s: 5 | L | Macquarie Generation | Electricity Com. of NSW. | Thiess Contractors
121 | DEEP CREEK |  | 1984 |  | Off Stream |  | BATEMANS BAY | NSW | TE |  | ie | R | 32 | 505 | 500 | 4900 | 550 | 1: S; MENT km2: 3.26; CAP m3/s: 150 | L | Eurobodalla Shire Council | Sinclair Knight & Partners/Dept of Public Works | Department of Public Works NSW
122 | WINDAMERE |  | 1984 |  | Cudgegong |  | MUDGEE | NSW | ER |  | ie | R | 67 | 825 | 1740 | 368000 | 20300 | 1: I; MENT km2: 1067; CAP m3/s: 6270 | L | Dept. Land Water Conservation | Dept of W/Resources, NSW | Abignano Pty Ltd
123 | BAYSWATER BRINE | Decant | 1985 |  | Pikes Creek |  | MUSWELLBROOK | NSW | TE |  | he | S/R | 21.5 | 400 | 140 | 650 | 115 | 1: Q; MENT km2: 0.4; CAP m3/s: 5.7 | L | Macquarie Generation | Electricity Comm. of NSW | Leighton | Dam raised during 1990 to figures shown
124 | MOLONG | Molong (res) | 1986 |  | Molong Creek |  | ORANGE | NSW | PG |  |  |  | 16 | 103 | 4 | 1000 | 300 | 1: S; MENT km2: 70; CAP m3/s: 1500 | L | Cabonne Shire Council | Department of Public Works NSW | Eodo Pty Ltd for Department of Public Works NSW
125 | PLASHETT |  | 1987 |  | Saltwater Creek |  | MUSWELLBROOK | NSW | TE |  | he | R/S | 46 | 790 | 1900 | 65000 | 6000 | 1: S; MENT km2: 40.6; CAP m3/s: 60 | L | Macquarie Generation | Electricity Commission of NSW | G Hawkins & Sons
126 | SPLIT ROCK |  | 1987 |  | Manilla |  | TAMWORTH | NSW | ER |  | fc | R | 66 | 484 | 1048 | 397000 | 21500 | 1: I; MENT km2: 1650; CAP m3/s: 6860 | L | Dept. Land Water Conservation | Dept. Water Resources, NSW | Abignano Pty, Ltd | Includes 10 BC in upstream facing
127 | YELLOW PINCH |  | 1987 |  | Yellow Pinch Ck |  | MERIMBULA | NSW | ER |  | ie | R | 40 | 200 | 198 | 3000 | 240 | 1: S; MENT km2: 2.7; CAP m3/s: 98 | L | Bega Valley Shire Council | Department of Public Works NSW | Department of Public Works NSW
128 | THOMPSON CREEK |  | 1992 |  | Thompsons Creek |  | LITHGOW | NSW | TE |  | ie | R/S | 54 | 1911 | 3400 | 27500 | 1690 | 1: S; MENT km2: 8.9; CAP m3/s: 237 | L | Delta Electricity | Department of Public Works NSW | Leighton Contractors
129 | ALDRIDGES CREEK |  | 1993 |  | Hunter |  | MUSWELL BROOK | NSW | ER |  | ie | R | 24 | 170 |  | 1200 |  | S |  | I |  | 15 | 300 | L | Ellerston Pastoral Co Pty Ltd | GJ Douglas & Ptnrs Pty Ltd | Delpah Pty Ltd
130 | DRAYTON 1690 |  | 1993 |  | Offstream |  | MUSWELL BROOK | NSW | TE |  | ie |  | 16 |  |  | 440 |  | 1: Q; MENT km2: 0.08 |  | Drayton Joint Venture
131 | LOYALTY ROAD | Retarding Basin | 1996 |  | Parramatta |  | PARRAMATTA | NSW | PG |  |  | R | 27 | 111 |  | 1520 |  | 1: C; MENT km2: 19.4; CAP m3/s: 1193 | L | Upper Parramatta River Catchment Trust | Department of Public Works NSW | White Construction | RCC construction |  |  |  |  | 1.52
132 | CADIANGULLONG |  | 1998 |  | Cadiangullong Ck |  | COWRA | NSW | PG |  |  | R | 43 | 380 | 128 | 4200 |  | 1: S; MENT km2: 41; CAP m3/s: 1915 | L | Cadia Holdings | Gutteridge Haskins and Davey Pty Ltd | Barclay Mowlem Pty Ltd | RCC construction
133 | COWARRA |  | 2000 |  | Offstream |  | PORT MACQUARIE | NSW | TE |  | ie | S | 43 | 545 | 1200 | 10000 | 700 | 1: S; MENT km2: 1.1; CAP m3/s: 30 | L | Hastings Council | NSW Department of Public Works & Services
134 | FATTORINI |  | 2000 |  | Offstream |  | KEMPSEY | NSW | TE |  | ie | S | 24 | 850 | 440 | 2500 | 350 | 1: S; CAP m3/s: 300 | L | Kempsey City Council | NSW Department of Public Works & Services, Connel Wagner | Enetech
135 | SHANNON CREEK |  | 2002 | C | Offstream |  | COFFS HARBOUR | NSW | TE |  | ie | S | 44 | 450 | 1300 | 30000 | 2100 | 1: S; CAP m3/s: 450 | L | Coffs Harbour City Council | NSW Department of Public Works & Services
[30 empty] | 4106.6 | 6191.5 | 280 | 1.52 | 1105
[30 empty] | 3756 | 5101
[29 empty] | Tumut 3 | 1500
[29 empty] | Murray 1 | 950
[29 empty] | Murray 2 | 550
[29 empty] | Tumut 1 | 330
[29 empty] | Tumut 2 | 286
[29 empty] | Blowering | 80
[29 empty] | Guthega | 60
3756

## Vic
| NAME OF DAM | NAME OF RESERVOIR | YEAR | SPECIAL | RIVER | CITY | STATE | DAM | DAM | SEAL | FDT | HEIGHT | LENGTH | DAM VOL | RESERVOIR | SURF | PURPOSE | PURPOSE | PURPOSE | PURPOSE | CATCH | SPILLWAY | TYPE | OWNER | ENGINEER | CONSTRUCTOR | SPECIAL FOOTNOTES 1 | POWER STATION | CAPACITY | AVERAGE | IRRIG'N | FLOOD | PEOPLE
VICTORIA |  |  |  | FEATURES |  |  |  | TYPE | TYPE | ELEMENT |  |  |  |  | VOLUME | AREA |  |  |  |  | MENT | CAPACITY | [5 empty] | NAME |  | OUTPUT | AREA | STORAGE | MOVED
[8 empty] | 1 | 2 |  |  | m | m | 103m3 | 103m3 | 103m2 | 1 | 2 | 3 | 4 | km2 | m3/s | [6 empty] | MW | GWh | km2 | (hm)3 | No.
1 | YAN YEAN | Yan Yean Reservoir | 1857 |  | Off Stream | WHITTLESEA | VIC | TE |  | ie | S | 10 | 963 | 206 | 33085 | 5600 | S |  |  |  | 23 | 12 | L | Melbourne Water Corporation | Victorian Water Supply Department | Martindale & Steele | Embankment remedial works in 2000 |  |  |  | 0 | 0 | 0
2 | SPRING GULLY |  | 1868 |  | Spring Creek | BENDIGO | VIC | TE |  | he | R | 18 | 512 |  | 2500 | 450 | I |  |  |  |  | 30 | L | Coliban Water |  |  | Raised 1929 | [5 empty] | <10
3 | BARKERS CREEK |  | 1869 |  | Barkers Creek | CASTLEMAINE | VIC | TE |  | he | R | 14 | 685 |  | 2240 | 540 | I |  |  |  |  | 46 | L | Coliban Water | [8 empty] | 0
4 | MALMSBURY |  | 1870 |  | Coliban | KYNETON | VIC | TE |  | ie | R | 24 | 530 |  | 18000 | 3010 | S | I |  |  |  | 1354 | V | Coliban Water | State Rivers & Water Supply, Commission, Victoria | State Rivers & Water Supply, Commission, Victoria | Raised 1887, gates added 1940, outlet and spillway remodelled in 1987 | [5 empty] | <10
5 | NEWLYN |  | 1871 |  | Birchs Creek | DAYLESFORD | VIC | TE |  | he | S | 12 | 741 |  | 3300 | 710 | I |  |  |  |  | 255 | L | Goulburn-Murray Water | State Rivers & Water Supply, Commission, Victoria | State Rivers & Water Supply, Commission, Victoria | Raised 1961 |  |  |  | 12
6 | UPPER STONY CREEK No 1 |  | 1870 |  | Stony Creek | GEELONG | VIC | TE |  | ie | S/R | 26 | 404 | 320 | 3443 | 450 | S |  |  |  |  | 125 | L | Barwon Water | Victorian Water Supply Department | Jonathan Chappell | Embankment partially failed on first filling, spillway lowered, dam raised 1916 to original level
7 | CRUSOE |  | 1873 |  | Bendigo Ck | BENDIGO | VIC | TE |  | he | S | 12 | 670 |  | 1500 | 300 | S |  |  |  |  | 10 | L | Coliban Water | Joseph Brady | Sandhurst Council | [6 empty] | <10
8 | LOWER STONY CREEK |  | 1873 |  | Stony Creek | GEELONG | VIC | PG |  |  | R | 16 | 69 | 4 | 630 | 105 | S |  |  |  |  | 77 | L | Barwon Water | Victorian Water Supply Department |  | No longer used for water supply
9 | GONG GONG |  | 1877 |  | Fellmonger's Ck | BALLARAT | VIC | TE |  | ie | R | 30 | 278 | 170 | 1902 | 253 | S |  |  |  |  | 7 | L | Central Highlands Water | C Bagge | Young & McGuigan | Spillway reconstructed 1965, spillway capacity under review
10 | EVANSFORD |  | 1887 |  | Mccallums Creek | CLUNES | VIC | PG |  |  | R | 17 | 76 |  | 1620 | 286 | S |  |  |  |  | 227 | L | Central Highlands Water |  |  | Raised 1940
11 | WARTOOK |  | 1887 |  | Mackenzie | STAWELL | VIC | TE | ER | he | R/S | 11 | 1160 |  | 29360 | 10000 | S |  |  |  |  | 752 | L | Grampians Wimmera Mallee Water |  | Wimmera Shire, Victoria | Raised 1.2 metres in 1890, d/s strengthening berm constructed 1999
12 | GOULBURN WEIR | Nagambie | 1890 |  | Goulburn | NAGAMBIE | VIC | PG |  |  |  | 15 | 212 | 14 | 25000 | 11200 | I |  |  |  |  | 1897 | V | Goulburn-Murray Water | Victorian Water Supply Department | Victorian Water Supply Department | Ground anchors installed 1982, vertical slide gates replaced with radial gates, 1986 |  |  |  | Diversion
13 | LAANECOORIE |  | 1891 |  | Loddon | MARYBOROUGH | VIC | TE | PG | he | R/S | 22 | 399 |  | 8000 | 4880 | I | I |  |  |  | 71 | V | Goulburn-Murray Water |  |  | Spillway extensions 1909, raised 1935 |  |  |  | 20
14 | CAMPASPE WEIR |  | 1892 |  | Campaspe | ELMORE | VIC | ER | PG | fm | S | 13 | 140 |  | 2700 | 1050 | I | [5 empty] | L | Goulburn-Murray Water | Victorian Water Supply Department | Victorian Water Supply Department |  |  |  |  | Diversion
15 | KORUMBURRA No 1 | Coalition Creek | 1896 |  | Coalition Creek | KORUMBURRA | VIC | TE |  | ic | R | 13 | 230 |  | 237 | 46 | S |  |  |  |  | 13 | L | South Gippsland Water |  |  | Raised by 0.5m 1924
16 | MT COLE |  | 1903 |  | Spring Creek | ARARAT | VIC | VA |  |  |  | 28 | 132 |  | 800 | 120 | S |  |  |  |  | 36 | L | Grampians Wimmera Mallee Water |  |  | Raised 1926, 5.2m, raised 4m by Kinhill, 1986
17 | UPPER COLIBAN |  | 1903 |  | Coliban | KYNETON | VIC | TE |  | ie | S | 30 | 280 | 204 | 37500 | 4000 | S | I |  |  |  | 1157 | L | Coliban Water |  | Victorian Government | Bank raised 1917, siphonic spillway added 1925, spillway and outlet remodelled, embankment raised 1992 | [5 empty] | <10
18 | WARANGA | Waranga Basin | 1905 |  | Offstream | TATURA | VIC | TE |  | he | S | 12 |  |  | 411000 | 58480 | I | [6 empty] | Goulburn-Murray Water | State Rivers & Water Supply, Commission, Victoria | State Rivers & Water Supply, Commission, Victoria |  |  |  |  | 626
19 | KORWEINGUBOORA |  | 1910 |  | East Morabool | BALLAN | VIC | TE | ER | ie/c | R/S | 13 | 579 | 84 | 2091 | 610 | S |  |  |  |  | 126 | L | Barwon Water | Geelong Waterworks & Sewerage Trust | Alexander Lynch
20 | LANCE CREEK | Lance Creek | 1911 |  | Lance Ceek | WONTHAGGI | VIC | TE |  | ic | R/S | 21 | 480 | 86 | 4600 | 820 | S |  |  |  |  | 216 | L | South Gippsland Water | J & H Coane (Rural Water Commission of Victoria in 1986 raising) | J & H Coane (Rural Water Commission of Victoria in 1986 raising) | Raised 4m in 1986, volume content refers to enlargement only
21 | FRANKSTON | Frankston Reservoir | 1920 |  | Sweetwater Creek | FRANKSTON | VIC | TE |  | he | R/S | 19 | 264 |  | 680 | 100 | S |  |  |  | 3 | 13 | L | Melbourne Water Corporation | State Rivers & Water Supply Commission, Victoria | State Rivers & Water Supply, Commission, Victoria | Embankment remedial works in 2004 |  |  |  | 0 | 0 | 0
22 | PYKES CREEK |  | 1911 |  | Pykes & Myers Cks | BALLAN | VIC | TE |  | ie | R | 39 | 443 |  | 24000 | 2030 | I | S |  |  |  | 1100 | L | Southern Rural Water | State Rivers & Water Supply Commission, Victoria | State Rivers & Water Supply Commission, Victoria | Raised 1930 |  |  |  | 26 |  | 0
23 | MOORABOOL |  | 1915 |  | Wst Morabool | BALLARAT | VIC | TE |  | i e/c | R | 13 | 658 | 115 | 6740 | 1586 | S |  |  |  |  | 60 | L | Central Highlands Water | JS Sherland | Starr & McLelland | Raised 1940, embankment length 658 includes spillway 51m.
24 | MELTON |  | 1916 |  | Werribee | MELTON | VIC | ER |  | ic | R | 35 | 181 |  | 17000 | 2450 | I |  |  |  |  | 10000 | L | Southern Rural Water | State Rivers & Water Supply Commission, Victoria | State Rivers & Water Supply Commission, Victoria | Raised 1937, 1967. Gates removed and spillway modified 1990 |  |  |  | 18 |  | 0
25 | BEACONSFIELD | Beaconsfield Reservoir | 1918 |  | Haunted Gully Creek | PAKENHAM | VIC | TE |  | ie | R | 24 | 174 |  | 912 | 146 | S |  |  |  | 33 | 28 | L | Melbourne Water Corporation | State Rivers & Water Supply Commission, Victoria | State Rivers & Water Supply, Commission, Victoria | Concrete core wall with puddle clay each side. No longer used for water supply |  |  |  | 0 | 0 | 0
26 | TAYLOR'S LAKE |  | 1923 |  | Offstream | HORSHAM | VIC | TE |  | ie | S | 12 | 2200 |  | 35770 | 7400 | I |  |  |  |  | 0 | L | Grampians Wimmera Mallee Water
27 | GLENMAGGIE |  | 1927 |  | Macalister | SALE | VIC | PG |  |  | R | 37 | 295 | 77 | 190410 | 17600 | I | I | H |  |  | 3400 | V | Southern Rural Water | State Rivers & Water Supply Commission, Victoria | State Rivers & Water Supply Commission, Victoria | Raised 1958 by addition of gates, stabilised using ground anchors, 1989, turbine added 1994 | Glenmaggie | 4 | 9 | 360 |  | <50
28 | MAROONDAH | Maroondah Reservoir | 1927 |  | Watts River | HEALESVILLE | VIC | PG |  | c | R | 41 | 291 | 132 | 28200 | 2000 | S |  |  |  | 104 | 465 | L | Melbourne Water Corporation | Melbourne & Metropolitan Board of Works | Melbourne & Metropolitan Board of Works | Spillway enlarged 1989, stabilised using ground anchors |  |  |  | 0 | 0 | 0
29 | O'SHANNASSY | O'Shannassy Reservoir | 1928 |  | O'Shannassy | WARBURTON | VIC | TE |  | ic | S/R | 34 | 226 | 245 | 3100 | 270 | S |  |  |  | 119 | 500 | L | Melbourne Water Corporation | Melbourne & Metropolitan Board of Works | Melbourne & Metropolitan Board of Works | Spillway enlarged and full supply level lowered in 1987 |  |  |  | 0 | 0 | 0
30 | PINE LAKE |  | 1923 |  | Offstream | HORSHAM | VIC | TE |  | ie | S | 15 | 3700 |  | 64200 | 7340 | I |  |  |  |  | 0 |  | Grampians Wimmera Mallee Water | State Rivers & Water Supply Commission, Victoria | State Rivers & Water Supply Commission, Victoria
31 | SILVAN | Silvan Reservoir | 1932 |  | Stoneyford Creek | LILYDALE | VIC | TE |  | ic | S/R | 40 | 650 | 1610 | 40580 | 3340 | S |  |  |  | 9 | 40 | L | Melbourne Water Corporation | Melbourne & Metropolitan Board of Works | Melbourne & Metropolitan Board of Works | Rockfill placed on downstream face 1986 | Cardinia Hydro | 5 | 11 | 0 | 0 | 0
32 | LYSTERFIELD |  | 1934 |  | Eumemmering Ck | MELBOURNE | VIC | TE |  | he | S | 14 | 523 |  | 4200 | 840 | S |  |  |  |  | 57 | L | Parks Victoria | State Rivers & Water Supply Commission, Victoria | State Rivers & Water Supply Commission, Victoria
33 | YALLOURN WEIR |  | 1936 |  | Latrobe | YALLOURN | VIC | PG |  |  | R/S | 12 | 120 | 2 | 490 | 150 | S |  |  |  |  | 4100 | L,V | Southern Rural Water | State Electricity Commission, Victoria | State Electricity Commission, Victoria | Original weir destroyed by flood 1934, rebuilt 1935, provides cooling water for thermal power station | [5 empty] | 0
34 | TANK HILL |  | 1938 |  | Off Stream | WARRNAMBOOL | VIC | TE |  | i | R/S | 19 | 213 |  | 760 | 134 | S | [5 empty] | L | Wannon Water | State Rivers & Water Supply Commission, Victoria | State Rivers & Water Supply Commission, Victoria | Concrete core wall with puddle clay each side
35 | YARRAWONGA WEIR | Lake Mulwala | 1939 |  | Murray | YARRAWONGA | VIC | TE |  | ie | R/S | 22 | 489 | 126 | 117500 | 43900 | I | S |  |  |  | 3540 | V | Murray Darling Basin Commission | State Rivers & Water Supply Commission, Victoria | State Rivers & Water Supply Commission, Victoria | Includes 32 (bc) | Yarrawonga Weir | 10 | 48 | Diversion | 0 | 0?
36 | LAURISTON |  | 1941 |  | Coliban | KYNETON | VIC | CB | ER |  | R | 33 | 244 | 42 | 20000 | 2080 | S | I |  |  |  | 1295 | V | Coliban Water | State Rivers & Water Supply Commission, Victoria | State Rivers & Water Supply Commission, Victoria | Raised 1949, secondary embankment 7m high and 197 long, includes 17 (TE) and ER in abutment sections | [5 empty] | <10
37 | JUNCTION |  | 1945 |  | East Kiewa | WODONGA | VIC | CB |  |  |  | 26 | 122 | 15 | 1480 | 120 | H |  |  |  |  | 570 | L | AGL | State Electricity Commission, Victoria | State Electricity Commission, Victoria |  | Clover | 29 | 60
38 | LOOMBAH |  | 1946 |  | Ryan's Creek | BENALLA | VIC | TE |  | ie | R/S | 14 | 170 | 34 | 677 | 160 | S |  |  |  |  | 235 | L | North East Water | Garlick & Stewart | Snell & Handley
39 | WHITE SWAN |  | 1951 |  | Off Stream | BALLARAT | VIC | TE |  | ie | R | 41 | 479 | 887 | 14107 | 1240 | S |  |  |  |  | Nil |  | Central Highlands Water | Ballarat Water Commission | Ballarat Water Commission Dayal Singh | Includes secondary embankment 21m high and 363m long
40 | ROCKLANDS |  | 1953 |  | Glenelg | HORSHAM | VIC | PG | ER | c | R | 24 | 490 | 69 | 348310 | 68500 | S |  |  |  |  | 764 | L | Grampians Wimmera Mallee Water | State Rivers & Water Supply Commission, Victoria | State Rivers & Water Supply Commission, Victoria | Volume includes 15 (er) and (te)
41 | BOSTOCK |  | 1954 |  | East Moorabool | BALLAN | VIC | ER | TE | ie | R | 27 | 271 | 150 | 7500 | 850 | S |  |  |  |  | 850 | L | Barwon Water | Geelong Waterworks & Sewerage Trust | Thiess Brothers | Includes secondary embankment 5m high and 340m long
42 | EILDON | Lake Eildon | 1956 |  | Goulburn | EILDON | VIC | ER |  | ie | R | 83 | 983 | 10200 | 3390000 | 138320 | I | H |  |  | 3885 | 3356 | V | Goulburn-Murray Water | State Rivers & Water Supply Commission, Victoria | Utah (Aust) Ltd | Replaced Old Sugarloaf Dam 1955. Embankment raised by 4m & parapet wall constructed in 2005 | Eildon | 135 | 226 | 1912 |  | <50
43 | CAIRN CURRAN | Cairn Curran | 1956 |  | Loddon | MALDON | VIC | TE |  | ie | R | 44 | 1548 | 811 | 148000 | 19000 | I | H |  |  | 1593 | 4100 | V | Goulburn-Murray Water | State Rivers & Water Supply Commission, Victoria | Utah (Aust) Ltd | Includes secondary embankment 15 m high & 853 m long, both embankments upgraded in 2007 by construction of downstream filters | Cairn Curran | 2 | 1 | 125
44 | CLOVER |  | 1956 |  | East Kiewa | WODONGA | VIC | CB |  |  |  | 20 | 75 | 9 | 290 | 40 | H |  |  |  |  | 960 | L | AGL | State Electricity Commission, Victoria | State Electricity Commission, Victoria |  | West Kiewa | 61 | 170
45 | KORUMBURRA No 3 | Bellview Creek | 1958 |  | Bellview Creek | KORUMBURRA | VIC | TE |  | he | R | 16 | 100 | 38 | 501.5 | 79.6 | S |  |  |  |  | 23 | L | South Gippsland Water | Scott Furphy | A D Hillgrove
46 | UPPER YARRA | Upper Yarra Reservoir | 1957 |  | Yarra River | WARBURTON | VIC | TE |  | ie | R | 89 | 610 | 5660 | 204895 | 7500 | S |  |  |  | 337 | 3392 | L | Melbourne Water Corporation | Melbourne & Metropolitan Board of Works | Melbourne & Metropolitan Board of Works |  |  |  |  | 0 | 0 | 0
47 | ROCKY VALLEY |  | 1959 |  | East Kiewa | WODONGA | VIC | ER |  | ie | R | 32 | 518 | 459 | 28370 | 2650 | H |  |  |  |  | 85 | L | AGL | State Electricity Commission, Victoria | State Electricity Commission, Victoria |  | McKay Creek | 120 | 103
48 | TULLAROOP | Tullaroop | 1959 |  | Tullaroop Creek | MARYBOROUGH | VIC | TE | ER | ie | S/R | 41 | 1502 | 788 | 74000 | 7420 | I | S |  |  | 743 | 1614 | L | Goulburn-Murray Water | State Rivers & Water Supply Commission, Victoria | State Rivers & Water Supply Commission, Victoria | Includes secondary two embankments 9 m high & 1070 m long |  |  |  | 63
49 | McCAY |  | 1960 |  | Green Creek | CASTLEMAINE | VIC | TE | ER | ie | R | 30 | 274 | 170 | 1400 | 200 | S |  |  |  |  | 7 | L | Coliban Water | State Rivers & Water Supply Commission, Victoria | State Rivers & Water Supply Commission, Victoria | [6 empty] | 0
50 | MOONDARRA |  | 1961 |  | Tyers | MOE | VIC | ER |  | ie | R | 41 | 311 | 499 | 30400 | 2500 | S |  |  |  |  | 1416 | L | Gippsland Water | Latrobe Valley Water & Sewerage Board | Thiess Bros (VIC) Pty Ltd
51 | YALLOURN STORAGE | Lake Narracan | 1961 |  | Latrobe | YALLOURN | VIC | PG |  |  |  | 22 | 118 | 8 | 8320 | 3425 | S |  |  |  |  | 3700 | V | Southern Rural Water | State Electricity Commission, Victoria | Lewis Construction Co Pty Ltd | Cooling water storage for thermal power station | [5 empty] | <10
52 | BATTERY CREEK | Battery Creek | 1962 |  | Battery Creek | FISH CREEK | VIC | TE |  | he | R | 15 | 66 | 22 | 118.1 | 20 | S |  |  |  |  | 54 | L | South Gippsland Water | Garlick & Stewart | Sydenham Bros | Dam raised 1976
53 | EEL HOLE CREEK | Hazelwood Cooling Pond | 1962 |  | Eel Hole Creek | MORWELL | VIC | TE |  | he | S | 21 | 1676 | 842 | 30840 | 4630 | S |  |  |  |  | 480 | L | International Power Hazelwood | State Electricity Commission of Victoria | Lewis Construction Co Pty Ltd | Cooling water storage for thermal power station
54 | PINE GULLY |  | 1962 |  | Offstream | MORWELL | VIC | TE |  | ie | S | 17 | 203 | 84 | 470 | 74 | S |  |  |  |  | 12 | L | Gippsland Water | Gippsland Water | Latrobe Valley Water & Sewerage Board
55 | CANDOWIE |  | 1963 |  | Tennent Creek | BASS | VIC | TE | ER | ie | R | 17 | 160 | 41 | 2263 | 550 | S |  |  |  |  | 131 | L | Westernport Water | C W Candy & Partners (original), John Scroggie (modifications) | McDonald Construction and Thiess | In 1978, spillway raised 1.68m and parapet wall 1.7m. In 1982, spillway raised 0.80m. | NIL | 0 | 0 | 0 | 0 | 0
56 | DJERRIWARRH |  | 1963 |  | Djerriwarrh Ck | MELTON | VIC | TE |  | he | R | 20 | 168 | 67 | 960 | 170 | S |  |  |  |  | 8 | L | Western Water | J B K Ley | J Legge Constractors Pty Ltd
57 | LEONGATHA No 3 | Hyland | 1960 |  | Ruby Creek | LEONGATHA | VIC | TE |  | he | R | 20 | 100 | 75 | 1158.9 | 100.7 | S |  |  |  |  | 67 | L | South Gippsland Water | Scott & Furphy | Thiess Bros (VIC) Pty Ltd
58 | WEST BARWON |  | 1965 |  | West Barwon | COLAC | VIC | ER |  | i e | R | 43 | 352 | 642 | 21900 | 1760 | S |  |  |  |  | 400 | L | Barwon Water | Geelong Waterworks & Sewerage Trust | Utah Construction & Engineering Pty Ltd
59 | EPPALOCK | Eppalock | 1964 |  | Campaspe | BENDIGO | VIC | ER |  | ie | R | 45 | 1041 | 816 | 312000 | 32300 | I | S |  |  | 2124 | 8040 | L | Goulburn-Murray Water | State Rivers & Water Supply Commission, Victoria | State Rivers & Water Supply Commission, Victoria | Embankment remedial works completed in October 1999 (DIP) |  |  |  | 50
60 | WITTS GULLY |  | 1964 |  | Herne's Creek | YALLOURN | VIC | TE |  | ie | S | 17 | 198 | 84 | 350 | 65 | S |  |  |  |  | 6 | L | Truenergy Yallourn | Shift Manager Mine Operations | Roche Bros Pty Ltd | Fire fighting water supply. Was Hernes Ck Dam.
61 | BUFFALO | Lake Buffalo | 1965 |  | Buffalo | WANGARATTA | VIC | ER |  | ie | R/S | 31 | 639 | 260 | 24000 | 3410 | I |  | S |  | 1062 | 3540 | V | Goulburn-Murray Water | State Rivers & Water Supply Commission, Victoria | State Rivers & Water Supply Commission, Victoria | Embankment and spillway upgraded to augment spillway capacity & parapet wall constructed in 2003 |  |  |  | 28 |  | 0
62 | DEVILBEND | Devilbend Reservoir | 1965 |  | Trib Balcombe Creek | MORNINGTON | VIC | TE |  | ie | R | 29 | 275 | 222 | 14600 | 2430 | S |  |  |  | 23 | 40 | L | Melbourne Water Corporation | State Rivers & Water Supply Commission, Victoria | State Rivers & Water Supply Commission, Victoria | No longer used for water supply |  |  |  | 0 | 0 | 0
63 | KELYNACK |  | 1965 |  | Trib Plenty River | BUNDOORA | VIC |  |  |  |  | 35 | 200 |  | 150 | [8 empty] | Parks Victoria
64 | BELLFIELD |  | 1966 |  | Fyans Creek | STAWELL | VIC | ER |  | ie | R/S | 55 | 750 | 2086 | 78550 | 4800 | S |  | I |  |  | 209 | L | Grampians Wimmera Mallee Water | State Rivers & Water Supply Commission, Victoria | State Rivers & Water Supply Commission, Victoria | Spillway chute deepened 3.5 metres in 2002. Crest raising in progress.
65 | RUNNING CREEK | Running Creek Reservoir | 1966 |  | Running Creek | WHITTLESEA | VIC | ER |  | fc | R | 18 | 110 | 38 | 280 | 25 | S |  |  |  | 20 | 57 | L | Melbourne Water Corporation | Garlick & Stewart | Janus Constructions Pty Ltd | No longer used for water supply |  |  |  | 0 | 0 | 0
66 | JACANA | Jacana Retarding Basin | 1967 |  | Moonee Ponds Creek | MELBOURNE | VIC | TE |  | he | S/R | 16 | 260 | 64 | 2870 | 650 | C |  |  |  |  | 117 | L | Melbourne Water Corporation | Melbourne & Metropolitan Board of Works | Melbourne & Metropolitan Board of Works | Retarding basin, has permanently open outlet of 60 m3/sec
67 | MORWELL No 3 | Settling Pond | 1967 | D | Offstream | MORWELL | VIC | TE |  | he | S | 12 | 975 | 275 | 1130 | 95 | Q | [6 empty] | Gippsland Water | State Electricity Commission of Victoria | State Electricity Commission, Victoria | Filled In
68 | NILLAHCOOTIE | Lake Nillahcootie | 1967 |  | Broken | BENALLA | VIC | ER |  | ie | R | 34 | 884 | 298 | 40000 | 5320 | S |  | I |  | 439 | 73 | L | Goulburn-Murray Water | State Rivers & Water Supply Commission, Victoria | State Rivers & Water Supply Commission, Victoria |  |  |  |  | 28 |  | 0
69 | TARAGO | Tarago Reservoir | 1968 |  | Tarago River | WARRAGUL | VIC | ER |  | ie | R | 34 | 300 | 326 | 37570 | 3600 | S |  |  |  | 113 | 545 | L | Melbourne Water Corporation | State Rivers & Water Supply Commission, Victoria | State Rivers & Water Supply Commission, Victoria | FSL Raised 1974 - to be reconnected to supply in 2009 |  |  |  | 0 | 0 | 0
70 | MERRIMU |  | 1969 |  | Coimadai Ck | BACCHUS MARSH | VIC | ER |  | ie | R | 46 | 350 | 350 | 35000 | 3300 | S | I |  |  |  | 300 | V,L | Southern Rural Water | State Rivers & Water Supply Commission, Victoria | State Rivers & Water Supply Commission, Victoria | Raising of 8.7m in 1987 |  |  |  | 7 |  | <10
71 | MOKOAN | Lake Mokoan | 1971 |  | Winton Swamp | BENALLA | VIC | TE |  | ie | S | 11 | 7500 | 956 | 365000 | 78910 | S |  | I |  | 339 | 255 | L | Goulburn-Murray Water | State Rivers & Water Supply Commission, Victoria | G Abignano Pty Ltd | Off stream storage |  |  |  | 15 |  | 0
72 | WILLIAM HOVELL | Lake William Hovell | 1973 |  | King | WANGARATTA | VIC | TE | ER | ie | R | 35 | 414 | 355 | 13500 | 1130 | I | H |  |  | 331 | 2195 | L | Goulburn-Murray Water | State Rivers & Water Supply Commission, Victoria | State Rivers & Water Supply Commission, Victoria |  | William Hovell | 1.6 | 3.7 | 24 |  | 0
73 | BUNGAL |  | 1972 |  | West Moorabool | BALLARAT | VIC | ER |  | ie | R | 49 | 296 | 567 | 59600 | 3560 | S |  |  |  |  | 1450 | L | Central Highlands Water | Gutteridge Haskins & Davey | Roche Bros Pty Ltd
74 | GREENVALE | Greenvale Reservoir | 1972 |  | Yuroke Creek | MELBOURNE | VIC | TE |  | ie | S/R | 52 | 2500 | 6900 | 27500 | 1740 | S |  |  |  | 7 | 40 | L | Melbourne Water Corporation | Melbourne & Metropolitan Board of Works | Melbourne & Metropolitan Board of Works | Main dam only |  |  |  | 0 | 0 | 0
75 | WEST GELLIBRAND |  | 1972 |  | West Gellibrand | COLAC | VIC | TE |  | ie | R/S | 23 | 165 | 118 | 2000 | 250 | S |  |  |  |  | 11 | L | Barwon Water | Garlick & Stewart | Jack Legge Contractors Pty Ltd
76 | CARDINIA | Cardinia Reservoir | 1973 |  | Cardinia Creek | EMERALD | VIC | ER |  | ie | R | 86 | 1542 | 5150 | 286910 | 12950 | S |  |  |  | 32 | 12 | L | Melbourne Water Corporation | Snowy Mountains Engineering Corporation | Fluor Construction for MMBW | Volume quantity includes 4 Saddle Dams, Main Dam 3700 only crest length 4295 without Saddle Dams |  |  |  | 0 | 0 | 0
| Cardinia Saddle 2 | Cardinia Reservoir | 1973 |  | Off Stream | EMERALD | VIC | ER |  | ie | R | 10 | 323 |  | 72625 | 12950 | S |  |  |  | 32 | 12 | L | Melbourne Water Corporation | Snowy Mountains Engineering Corporation | Fluor Construction for MMBW
| Cardinia Saddle 3 | Cardinia Reservoir | 1973 |  | Off Stream | EMERALD | VIC | ER |  | ie | R | 16 | 1219 |  | 126660 | 12950 | S |  |  |  | 32 | 12 | L | Melbourne Water Corporation | Snowy Mountains Engineering Corporation | Fluor Construction for MMBW
77 | CARDINIA DIVERSION 1 | Aura Vale Lake | 1973 |  | Trib Cardinia Creek | EMERALD | VIC | ER |  | ie | R | 22 | 305 |  |  |  | S | Q |  |  | 32 |  | L | Melbourne Water Corporation | Snowy Mountains Engineering Corporation | Fluor Construction for MMBW | Dam seperates Cardinia Reservoir from Aura Vale Lake
78 | CARDINIA DIVERSION 2 | Cardinia Diversion 2 | 1973 |  | Trib Cardinia Creek | EMERALD | VIC | ER |  | ie | R | 25 | 165 |  |  |  | Q | [5 empty] | L | Melbourne Water Corporation | Melbourne & Metropolitan Board of Works | Melbourne & Metropolitan Board of Works | Water quality diversion dam
79 | CARDINIA DIVERSION 3 | Cardinia Diversion 3 | 1973 |  | Trib Cardinia Creek | EMERALD | VIC | ER |  | ie | R | 14 | 105 |  |  |  | Q | [5 empty] | L | Melbourne Water Corporation | Melbourne & Metropolitan Board of Works | Melbourne & Metropolitan Board of Works | Water quality diversion dam
80 | CARDINIA DIVERSION 4 | Cardinia Diversion 4 | 1973 |  | Trib Cardinia Creek | EMERALD | VIC | ER |  | ie | R | 18 | 85 |  |  |  | Q | [5 empty] | L | Melbourne Water Corporation | Melbourne & Metropolitan Board of Works | Melbourne & Metropolitan Board of Works | Water quality diversion dam
81 | CARDINIA DIVERSION 6 | Cardinia Diversion 6 | 1973 |  | Trib Cardinia Creek | EMERALD | VIC | ER |  | he | R | 16 | 109 |  |  |  | Q | [5 empty] | L | Melbourne Water Corporation | Melbourne & Metropolitan Board of Works | Melbourne & Metropolitan Board of Works | Water quality diversion dam
82 | ROSSLYNNE |  | 1973 |  | Jackson Creek | GISBORNE | VIC | ER |  | ie | R | 37 | 351 | 440 | 24500 | 1940 | S | I |  |  |  | 4100 | L | Southern Rural Water | State Rivers & Water Supply Commission, Victoria | State Rivers & Water Supply Commission, Victoria | Primary spillway modified, secondary spillway added and embankment raised in 1997 | [5 empty] | <5
83 | McCALL SAY |  | 1974 |  | Ryans Creek | BENALLA | VIC | TE |  | fe | R/S | 23 | 168 | 130 | 1100 | 400 | S |  |  |  |  | 360 | L | North East Water | Garlick & Stewart | State Rivers & Water Supply Commission, Victoria | Formerly Upper Ryan's Creek
84 | NICHOLSON RIVER | [5 empty] | VIC
85 | SWINGLER | Thomson | 1977 |  | Thomson River | MOE | VIC | PG |  | c | R | 18 | 144 | 15 | 400 | 40 | S |  |  |  | 320 | 570 | L | Melbourne Water Corporation | Melbourne & Metropolitan Board of Works | Citra Australia Ltd for MMBW | Re-commissioned May 2007
86 | G. A. WATERHOUSE |  | 1978 |  | Mountain Hut Ck | EUROA | VIC | ER |  | ie | R | 17 | 212 | 60 | 250 | 50 | S |  |  |  |  | N.A. | L | Goulburn Valley Water | Gutteridge Haskins & Davey | Thompson Earthworks
87 | DARTMOUTH | Lake Dartmouth | 1979 |  | Mitta Mitta | WODONGA | VIC | ER |  | ie | R | 180 | 670 | 14100 | 4000000 | 63000 | I |  | H | S |  | 2750 | L | Murray Darling Basin Commission | State Rivers & Water Supply Commission, Victoria | Thiess Bros Pty Ltd |  | Dartmouth Power Station | 150 | 310 | 1610
88 | DARTMOUTH | Regulating Pond | 1980 |  | Mitta Mitta | WODONGA | VIC | PG |  |  |  | 25 | 180 | 30 | 5200 | 90 | H |  |  |  |  | 2240 | L | AGL Hydro | State Electricity Commission of Victoria | Thiess Bros Pty Ltd | Regulating dam for hydro-electric and irrigation releases | Banimboola Power Station | 12.2
89 | LERDERDERG WEIR |  | 1980 |  | Lerderderg | BACCHUS MARSH | VIC | PG |  |  |  | 14 | 78 | 2 | 60 | 0 | S | I |  |  |  | 570 | V | Southern Rural Water | State Rivers & Water Supply Commission, Victoria | State Rivers & Water Supply Commission, Victoria | Diversion of stream flow only, via tunnel(s) to Merrimu.
90 | LOY YANG | High Level Storage | 1980 |  | Off Stream | TRARALGON | VIC | TE |  | he | S | 46 | 630 | 1790 | 6230 | 600 | S |  |  |  |  | 19 | L | Loy Yang Power | Roche Bros/State Electricity Commission of Victoria | Roche Bros/State Electricity Commission of Victoria | Water supply for the cooling systems, fire protection and other miscellaneous activities in the power stations
91 | LOY YANG | Settling Pond | 1980 |  | Off Stream | TRARALGON | VIC | TE |  | he | S | 17 | 1620 | 570 | 1800 | 230 | Q |  |  |  |  | 38.2 | L | Loy Yang Power | Leightons/State Electricity Commission of Victoria | Leightons/State Electricity Commission of Victoria | Retention of surface runoff and cooling period for purge water from thermal power station
92 | SUGARLOAF | Sugarloaf Reservoir | 1980 |  | Sugarloaf Creek | YARRA GLEN | VIC | ER |  | fc | R | 89 | 1050 | 4700 | 99220 | 4450 | S |  |  |  | 9 | 11 | L | Melbourne Water Corporation | Melbourne & Metropolitan Board of Works | Various Contractors for MMBW
| Sugarloaf Saddle 1 | Sugarloaf Reservoir | 1980 |  | Trib Sugarloaf Creek | YARRA GLEN | VIC | ER |  | ie | R | 17 | 528 |  | 49591 | 4450 | S |  |  |  | 9 | 11 | L | Melbourne Water Corporation | Melbourne & Metropolitan Board of Works | Various Contractors for MMBW
93 | JOHNS HILL |  | 1981 |  | Off Stream | MENZIES CK | VIC | TE |  | fe | S | 27 | 420 | 185 | 360 | 35 | S |  |  |  |  | 34 | L | Melbourne Water Corporation | Gutteridge, Haskins & Davey | Roche Bros Pty Ltd
94 | LOY YANG | Fire Service | 1981 |  | Off Stream | TRARALGON | VIC | TE |  | he | S | 28.5 | 650 | 500 | 2300 | 300 | S |  |  |  |  | 217 | L | Loy Yang Power | Thiess Bros Pty Ltd/State Electricity Commission of Victoria | Thiess Bros Pty Ltd/State Electricity Commission of Victoria | Water Storage for Open Cut Fire Protection. Downstream embankment partially submerged in ash pond as Ash Pond immediately down stream. Wall raised 2.5 metres in 1995 to increase ash pond storage capacity.
95 | LEONGATHA No 4 | Western | 1981 |  | Ruby Creek | LEONGATHA | VIC | TE |  | he | R | 23 | 118 | 119 | 1137 | 150 | S |  |  |  |  | 117 | L | South Gippsland Water | Camp Scott & Furphy | Statewide Earthmoving
96 | LOY YANG | Ash Pond | 1981 |  | Off Stream | TRARALGON | VIC | TE |  | he | S | 43 | 1400 | 3000 | 9800 | 600 | * Footnotes |  |  |  |  | 217 | L | Loy Yang Power | Thiess Bros Pty Ltd/State Electricity Commission of Victoria | Thiess Bros Pty Ltd/State Electricity Commission of Victoria | Storage for Power Station Ash(7800) and clarification pond for ash sluicing water and storage of excess saline water (2000)from Latrobe Valley Power Station prior to discharge to Ocean Outfall. Embankment modified in 1995 to increase capacity by 2800.
97 | WILLIMIGONGON |  | 1982 |  | Willimigongon | MACEDON | VIC | TE |  | ie | S | 20 | 187 | 107 | 280 | 38 | S |  |  |  |  | 1040 | L | Western Water | Camp Scott & Furphy | Leech Earthmoving
98 | THOMSON | Thomson Reservoir | 1983 |  | Thomson River | MOE | VIC | ER |  | ie | R | 166 | 590 | 14170 | 1123090 | 22300 | S | I |  |  | 487 | 1040 | L | Melbourne Water Corporation | Snowy Mountains Engineering Corporation | Various Contractors for MMBW | Dam vol includes Saddle Dam | Thomson Hydro | 7.5 | 60
| Thomson Saddle | Thomson Reservoir | 1983 |  | Off Stream | MOE | VIC | ER |  | ie | R | 36 | 580 | 14170 | 514872 | 22300 | S | I |  |  | 487 | 1040 | L | Melbourne Water Corporation | Snowy Mountains Engineering Corporation | Various Contractors for MMBW | Dam vol includes Main Dam
99 | BLUE ROCK |  | 1984 |  | Tanjil | MOE | VIC | ER |  | ie | R | 72 | 600 | 1514 | 208000 | 8730 | S | I | H |  |  | 1200 | L | Southern Rural Water | Rural Water Commission, Victoria | Rural Water Commission, Citra, White Industries | Turbine added 1992 | Blue Rock | 3 | 9 |  |  | <30
100 | SANDHURST |  | 1984 |  | Off Stream | BENDIGO | VIC | TE |  | he | R/S | 26 | 860 | 725 | 2500 | 172 | S |  |  |  |  | 39 | L | Coliban Water | Rural Water Commission, Victoria | Rural Water Commission, Jack Legge Constructors Pty Ltd
101 | STAWELL MINE WATER (No. 5 Dam) |  | 1984 |  | Off Stream | STAWELL | VIC | TE |  | he | S | 17 | 800 | 200 | 700 | 67 | S |  |  |  |  | 320 | L | MPI Mines (Stawell Gold Mine) | Gutteridge, Haskins & Davey
102 | SUNDAY CREEK |  | 1986 |  | Sunday Creek | BROADFORD | VIC | ER |  | he | R/S | 30 | 213 | 246 | 1700 | 230 | S |  |  |  | 32 | 500 | L | Goulburn Valley Water | Van Hoof & Byrne P/L | I & L Nadenbousch
103 | EXPEDITION PASS |  | 1869 |  | Forest Creek | CASTLEMAINE | VIC | TE |  | ie |  | 18 | 240 | 59 | 550 | 70 | R |  |  |  |  | 55 | L | Mount Alexander Shire Council/Coliban Water | State Rivers & Water Supply Commission, Victoria | State Rivers & Water Supply Commission, Victoria | Reservoir volume presently 350 Ml due to siltation
104 | WURDEE BOLUC |  | 1928 |  | Off Stream | GEELONG | VIC | TE |  | he | S | 11 | 8658 | 821 | 40140 | 5640 | S |  |  |  |  | NA |  | Barwon Water | Geelong & District Water Board, Rural Water Commission, Gutteridge Haskins & Davey | JJ McDonald and Sons | Original construction by SR&WSC, raised in 1955 by Geelong Waterworks & Sewerage Trust, raised in 1991 by Geelong & District Water Board
105 | FOSTER | Foster | 1997 |  | Off Stream | FOSTER | VIC | TE |  | ie | R | 15 | 100 |  | 261.7 | 45.3 | S |  |  |  |  | 1.5 | L | South Gippsland Water | Fisher Stewart
106 | KALKALLO | Kalkallo Retarding Basin | 1984 |  | Kalkallo Creek | KALKALLO | VIC | TE |  | he | S | 10 | 152 |  | 4700 | 3379 | C |  |  |  | 48 |  | L | Melbourne Water Corporation | Melbourne & Metropolitan Board of Works | Melbourne & Metropolitan Board of Works | Retarding Basin